## Spectrum
MCWHLP3 Spectrum
|  | Wavelength (nm) | Normalized Intensity
|  | 199.7603 | 0
|  | 199.9619 | 0
|  | 200.1636 | 0
|  | 200.3652 | 0
Product Raw Data |  | 200.5669 | 0
6500 K, 2064.8 mW (Min) Mounted LED, 700 mA |  | 200.7686 | 0
|  | 200.9704 | 0
Item # | MCWHLP3 | 201.1721 | 0
DISCLAIMER: The data presented here are typical. Slight variations in performance data will occur from lot to lot. Please contact Technical Support with any questions regarding the use or reliability of this data. |  | 201.3738 | 0
|  | 201.5756 | 0
|  | 201.7774 | 0
|  | 201.9792 | 0
|  | 202.181 | 0
|  | 202.3828 | 0
This data may be used in publications. However, please cite Thorlabs as the source. |  | 202.5846 | 0
|  | 202.7865 | 0
|  | 202.9884 | 0
|  | 203.1902 | 0
Additional Information: |  | 203.3921 | 0
Negative intensity values are due to sensor noise. Due to variations in the manufacturing process and operating parameters such as temperature and current, the actual spectral output of any given LED will vary. Output plots are only intended to be used as a guideline. |  | 203.594 | 0
|  | 203.796 | 0
|  | 203.9979 | 0
|  | 204.1998 | 0
|  | 204.4018 | 0
|  | 204.6038 | 0
|  | 204.8058 | 0
|  | 205.0078 | 0
|  | 205.2098 | 0
|  | 205.4118 | 0
|  | 205.6139 | 0
|  | 205.816 | 0
|  | 206.0181 | 0
|  | 206.2202 | 0
|  | 206.4223 | 0
|  | 206.6244 | 0
|  | 206.8265 | 0
|  | 207.0287 | 0
|  | 207.2308 | 0
|  | 207.433 | 0
|  | 207.6352 | 0
|  | 207.8374 | 0
|  | 208.0397 | 0
|  | 208.2419 | 0
|  | 208.4442 | 0
|  | 208.6464 | 0
|  | 208.8487 | 0
|  | 209.051 | 0
|  | 209.2533 | 0
|  | 209.4556 | 0
|  | 209.658 | 0
|  | 209.8603 | 0
|  | 210.0627 | 0
|  | 210.2651 | 0
|  | 210.4675 | 0
|  | 210.6699 | 0
|  | 210.8723 | 0
|  | 211.0748 | 0
|  | 211.2772 | 0
|  | 211.4797 | 0
|  | 211.6822 | 0
|  | 211.8847 | 0
|  | 212.0872 | 0
|  | 212.2897 | 0
|  | 212.4922 | 0
|  | 212.6948 | 0
|  | 212.8974 | 0
|  | 213.0999 | 0
|  | 213.3025 | 0
|  | 213.5052 | 0
|  | 213.7078 | 0
|  | 213.9104 | 0
|  | 214.1131 | 0
|  | 214.3158 | 0
|  | 214.5184 | 0
|  | 214.7211 | 0
|  | 214.9238 | 0
|  | 215.1266 | 0
|  | 215.3293 | 0
|  | 215.5321 | 0
|  | 215.7348 | 0
|  | 215.9376 | 0
|  | 216.1404 | 0
|  | 216.3432 | 0
|  | 216.5461 | 0
|  | 216.7489 | 0
|  | 216.9518 | 0
|  | 217.1546 | 0
|  | 217.3575 | 0
|  | 217.5604 | 0
|  | 217.7633 | 0
|  | 217.9662 | 0
|  | 218.1692 | 0
|  | 218.3721 | 0
|  | 218.5751 | 0
|  | 218.7781 | 0
|  | 218.9811 | 0
|  | 219.1841 | 0
|  | 219.3871 | 0
|  | 219.5901 | 0
|  | 219.7932 | 0
|  | 219.9963 | 0
|  | 220.1994 | 0
|  | 220.4025 | 0
|  | 220.6056 | 0
|  | 220.8087 | 0
|  | 221.0118 | 0
|  | 221.215 | 0
|  | 221.4182 | 0
|  | 221.6213 | 0
|  | 221.8245 | 0
|  | 222.0277 | 0
|  | 222.231 | 0
|  | 222.4342 | 0
|  | 222.6375 | 0
|  | 222.8407 | 0
|  | 223.044 | 0
|  | 223.2473 | 0
|  | 223.4506 | 0
|  | 223.6539 | 0
|  | 223.8573 | 0
|  | 224.0606 | 0
|  | 224.264 | 0
|  | 224.4674 | 0
|  | 224.6708 | 0
|  | 224.8742 | 0
|  | 225.0776 | 0
|  | 225.2811 | 0
|  | 225.4845 | 0
|  | 225.688 | 0
|  | 225.8914 | 0
|  | 226.0949 | 0
|  | 226.2984 | 0
|  | 226.502 | 0
|  | 226.7055 | 0
|  | 226.9091 | 0
|  | 227.1126 | 0
|  | 227.3162 | 0
|  | 227.5198 | 0
|  | 227.7234 | 0
|  | 227.927 | 0
|  | 228.1307 | 0
|  | 228.3343 | 0
|  | 228.538 | 0
|  | 228.7417 | 0
|  | 228.9453 | 0
|  | 229.149 | 0
|  | 229.3528 | 0
|  | 229.5565 | 0
|  | 229.7603 | 0
|  | 229.964 | 0
|  | 230.1678 | 0
|  | 230.3716 | 0
|  | 230.5754 | 0
|  | 230.7792 | 0
|  | 230.983 | 0
|  | 231.1869 | 0
|  | 231.3907 | 0
|  | 231.5946 | 0
|  | 231.7985 | 0
|  | 232.0024 | 0
|  | 232.2063 | 0
|  | 232.4103 | 0
|  | 232.6142 | 0
|  | 232.8182 | 0
|  | 233.0222 | 0
|  | 233.2261 | 0
|  | 233.4301 | 0
|  | 233.6342 | 0
|  | 233.8382 | 0
|  | 234.0422 | 0
|  | 234.2463 | 0
|  | 234.4504 | 0
|  | 234.6544 | 0
|  | 234.8586 | 0
|  | 235.0627 | 0
|  | 235.2668 | 0
|  | 235.4709 | 0
|  | 235.6751 | 0
|  | 235.8793 | 0
|  | 236.0835 | 0
|  | 236.2876 | 0
|  | 236.4919 | 0
|  | 236.6961 | 0
|  | 236.9003 | 0
|  | 237.1046 | 0
|  | 237.3089 | 0
|  | 237.5131 | 0
|  | 237.7174 | 0
|  | 237.9217 | 0
|  | 238.1261 | 0
|  | 238.3304 | 0
|  | 238.5348 | 0
|  | 238.7391 | 0
|  | 238.9435 | 0
|  | 239.1479 | 0
|  | 239.3523 | 0
|  | 239.5567 | 0
|  | 239.7612 | 0
|  | 239.9656 | 0
|  | 240.1701 | 0
|  | 240.3746 | 0
|  | 240.5791 | 0
|  | 240.7836 | 0
|  | 240.9881 | 0
|  | 241.1926 | 0
|  | 241.3972 | 0
|  | 241.6017 | 0
|  | 241.8063 | 0
|  | 242.0109 | 0
|  | 242.2155 | 0
|  | 242.4201 | 0
|  | 242.6248 | 0
|  | 242.8294 | 0
|  | 243.0341 | 0
|  | 243.2387 | 0
|  | 243.4434 | 0
|  | 243.6481 | 0
|  | 243.8528 | 0
|  | 244.0576 | 0
|  | 244.2623 | 0
|  | 244.4671 | 0
|  | 244.6718 | 0
|  | 244.8766 | 0
|  | 245.0814 | 0
|  | 245.2862 | 0
|  | 245.4911 | 0
|  | 245.6959 | 0
|  | 245.9008 | 0
|  | 246.1056 | 0
|  | 246.3105 | 0
|  | 246.5154 | 0
|  | 246.7203 | 0
|  | 246.9252 | 0
|  | 247.1302 | 0
|  | 247.3351 | 0
|  | 247.5401 | 0
|  | 247.7451 | 0
|  | 247.9501 | 0
|  | 248.1551 | 0
|  | 248.3601 | 0
|  | 248.5651 | 0
|  | 248.7702 | 0
|  | 248.9753 | 0
|  | 249.1803 | 0
|  | 249.3854 | 0
|  | 249.5905 | 0
|  | 249.7957 | 0
|  | 250.0008 | 0
|  | 250.2059 | 0
|  | 250.4111 | 0
|  | 250.6163 | 0
|  | 250.8215 | 0
|  | 251.0267 | 0
|  | 251.2319 | 0
|  | 251.4371 | 0
|  | 251.6423 | 0
|  | 251.8476 | 0
|  | 252.0529 | 0
|  | 252.2582 | 0
|  | 252.4635 | 0
|  | 252.6688 | 0
|  | 252.8741 | 0
|  | 253.0794 | 0
|  | 253.2848 | 0
|  | 253.4902 | 0
|  | 253.6955 | 0
|  | 253.9009 | 0
|  | 254.1064 | 0
|  | 254.3118 | 0
|  | 254.5172 | 0
|  | 254.7227 | 0
|  | 254.9281 | 0
|  | 255.1336 | 0
|  | 255.3391 | 0
|  | 255.5446 | 0
|  | 255.7501 | 0
|  | 255.9557 | 0
|  | 256.1612 | 0
|  | 256.3668 | 0
|  | 256.5723 | 0
|  | 256.7779 | 0
|  | 256.9835 | 0
|  | 257.1891 | 0
|  | 257.3948 | 0
|  | 257.6004 | 0
|  | 257.8061 | 0
|  | 258.0117 | 0
|  | 258.2174 | 0
|  | 258.4231 | 0
|  | 258.6288 | 0
|  | 258.8346 | 0
|  | 259.0403 | 0
|  | 259.2461 | 0
|  | 259.4518 | 0
|  | 259.6576 | 0
|  | 259.8634 | 0
|  | 260.0692 | 0
|  | 260.2751 | 0
|  | 260.4809 | 0
|  | 260.6867 | 0
|  | 260.8926 | 0
|  | 261.0985 | 0
|  | 261.3044 | 0
|  | 261.5103 | 0
|  | 261.7162 | 0
|  | 261.9221 | 0
|  | 262.1281 | 0
|  | 262.334 | 0
|  | 262.54 | 0
|  | 262.746 | 0
|  | 262.952 | 0
|  | 263.158 | 0
|  | 263.364 | 0
|  | 263.5701 | 0
|  | 263.7761 | 0
|  | 263.9822 | 0
|  | 264.1883 | 0
|  | 264.3944 | 0
|  | 264.6005 | 0
|  | 264.8066 | 0
|  | 265.0128 | 0
|  | 265.2189 | 0
|  | 265.4251 | 0
|  | 265.6313 | 0
|  | 265.8374 | 0
|  | 266.0436 | 0
|  | 266.2499 | 0
|  | 266.4561 | 0
|  | 266.6624 | 0
|  | 266.8686 | 0
|  | 267.0749 | 0
|  | 267.2812 | 0
|  | 267.4875 | 0
|  | 267.6938 | 0
|  | 267.9001 | 0
|  | 268.1065 | 0
|  | 268.3128 | 0
|  | 268.5192 | 0
|  | 268.7256 | 0
|  | 268.932 | 0
|  | 269.1384 | 0
|  | 269.3448 | 0
|  | 269.5512 | 0
|  | 269.7577 | 0
|  | 269.9642 | 0
|  | 270.1707 | 0
|  | 270.3771 | 0
|  | 270.5836 | 0
|  | 270.7902 | 0
|  | 270.9967 | 0
|  | 271.2032 | 0
|  | 271.4098 | 0
|  | 271.6164 | 0
|  | 271.823 | 0
|  | 272.0296 | 0
|  | 272.2362 | 0
|  | 272.4428 | 0
|  | 272.6494 | 0
|  | 272.8561 | 0
|  | 273.0628 | 0
|  | 273.2695 | 0
|  | 273.4762 | 0
|  | 273.6829 | 0
|  | 273.8896 | 0
|  | 274.0963 | 0
|  | 274.3031 | 0
|  | 274.5099 | 0
|  | 274.7166 | 0
|  | 274.9234 | 0
|  | 275.1302 | 0
|  | 275.337 | 0
|  | 275.5439 | 0
|  | 275.7507 | 0
|  | 275.9576 | 0
|  | 276.1645 | 0
|  | 276.3713 | 0
|  | 276.5782 | 0
|  | 276.7852 | 0
|  | 276.9921 | 0
|  | 277.199 | 0
|  | 277.406 | 0
|  | 277.6129 | 0
|  | 277.8199 | 0
|  | 278.0269 | 0
|  | 278.2339 | 0
|  | 278.4409 | 0
|  | 278.648 | 0
|  | 278.855 | 0
|  | 279.0621 | 0
|  | 279.2692 | 0
|  | 279.4763 | 0
|  | 279.6833 | 0
|  | 279.8905 | 0
|  | 280.0976 | 0
|  | 280.3047 | 0
|  | 280.5119 | 0
|  | 280.7191 | 0
|  | 280.9263 | 0
|  | 281.1335 | 0
|  | 281.3407 | 0
|  | 281.5479 | 0
|  | 281.7551 | 0
|  | 281.9624 | 0
|  | 282.1696 | 0
|  | 282.3769 | 0
|  | 282.5842 | 0
|  | 282.7915 | 0
|  | 282.9988 | 0
|  | 283.2062 | 0
|  | 283.4135 | 0
|  | 283.6209 | 0
|  | 283.8282 | 0
|  | 284.0356 | 0
|  | 284.243 | 0
|  | 284.4504 | 0
|  | 284.6579 | 0
|  | 284.8653 | 0
|  | 285.0728 | 0
|  | 285.2802 | 0
|  | 285.4877 | 0
|  | 285.6952 | 0
|  | 285.9027 | 0
|  | 286.1102 | 0
|  | 286.3177 | 0
|  | 286.5253 | 0
|  | 286.7329 | 0
|  | 286.9404 | 0
|  | 287.148 | 0
|  | 287.3556 | 0
|  | 287.5632 | 0
|  | 287.7709 | 0
|  | 287.9785 | 0
|  | 288.1862 | 0
|  | 288.3938 | 0
|  | 288.6015 | 0
|  | 288.8092 | 0
|  | 289.0169 | 0
|  | 289.2246 | 0
|  | 289.4324 | 0
|  | 289.6401 | 0
|  | 289.8479 | 0
|  | 290.0557 | 0
|  | 290.2635 | 0
|  | 290.4713 | 0
|  | 290.679 | 0
|  | 290.8869 | 0
|  | 291.0947 | 0
|  | 291.3026 | 0
|  | 291.5104 | 0
|  | 291.7183 | 0
|  | 291.9262 | 0
|  | 292.1341 | 0
|  | 292.3421 | 0
|  | 292.55 | 0
|  | 292.7579 | 0
|  | 292.9659 | 0
|  | 293.1739 | 0
|  | 293.3819 | 0
|  | 293.5899 | 0
|  | 293.7979 | 0
|  | 294.0059 | 0
|  | 294.214 | 0
|  | 294.422 | 0
|  | 294.6301 | 0
|  | 294.8382 | 0
|  | 295.0463 | 0
|  | 295.2544 | 0
|  | 295.4625 | 0
|  | 295.6706 | 0
|  | 295.8788 | 0
|  | 296.0869 | 0
|  | 296.2951 | 0
|  | 296.5033 | 0
|  | 296.7115 | 0
|  | 296.9197 | 0
|  | 297.1279 | 0
|  | 297.3362 | 0
|  | 297.5444 | 0
|  | 297.7527 | 0
|  | 297.961 | 0
|  | 298.1693 | 0
|  | 298.3776 | 0
|  | 298.5859 | 0
|  | 298.7942 | 0
|  | 299.0026 | 0
|  | 299.2109 | 0
|  | 299.4193 | 0
|  | 299.6277 | 0
|  | 299.8361 | 0
|  | 300.0445 | 0
|  | 300.253 | 0
|  | 300.4614 | 0
|  | 300.6698 | 0
|  | 300.8783 | 0
|  | 301.0868 | 0
|  | 301.2953 | 0
|  | 301.5038 | 0
|  | 301.7123 | 0
|  | 301.9208 | 0
|  | 302.1294 | 0
|  | 302.338 | 0
|  | 302.5465 | 0
|  | 302.7551 | 0
|  | 302.9637 | 0
|  | 303.1723 | 0
|  | 303.381 | 0
|  | 303.5896 | 0
|  | 303.7982 | 0
|  | 304.0069 | 0
|  | 304.2156 | 0
|  | 304.4243 | 0
|  | 304.633 | 0
|  | 304.8417 | 0
|  | 305.0504 | 0
|  | 305.2592 | 0
|  | 305.4679 | 0
|  | 305.6767 | 0
|  | 305.8855 | 0
|  | 306.0943 | 0
|  | 306.3031 | 0
|  | 306.5119 | 0
|  | 306.7207 | 0
|  | 306.9296 | 0
|  | 307.1385 | 0
|  | 307.3473 | 0
|  | 307.5562 | 0
|  | 307.7651 | 0
|  | 307.974 | 0
|  | 308.183 | 0
|  | 308.3919 | 0
|  | 308.6009 | 0
|  | 308.8098 | 0
|  | 309.0188 | 0
|  | 309.2278 | 0
|  | 309.4368 | 0
|  | 309.6458 | 0
|  | 309.8549 | 0
|  | 310.0639 | 0
|  | 310.273 | 0
|  | 310.4821 | 0
|  | 310.6911 | 0
|  | 310.9002 | 0
|  | 311.1093 | 0
|  | 311.3185 | 0
|  | 311.5276 | 0
|  | 311.7368 | 0
|  | 311.9459 | 0
|  | 312.1551 | 0
|  | 312.3643 | 0
|  | 312.5735 | 0
|  | 312.7827 | 0
|  | 312.9919 | 0
|  | 313.2012 | 0
|  | 313.4105 | 0
|  | 313.6197 | 0
|  | 313.829 | 0
|  | 314.0383 | 0
|  | 314.2476 | 0
|  | 314.4569 | 0
|  | 314.6663 | 0
|  | 314.8756 | 0
|  | 315.085 | 0
|  | 315.2944 | 0
|  | 315.5038 | 0
|  | 315.7131 | 0
|  | 315.9225 | 0
|  | 316.132 | 0
|  | 316.3414 | 0
|  | 316.5509 | 0
|  | 316.7603 | 0
|  | 316.9698 | 0
|  | 317.1793 | 0
|  | 317.3888 | 0
|  | 317.5983 | 0
|  | 317.8079 | 0
|  | 318.0174 | 0
|  | 318.227 | 0
|  | 318.4366 | 0
|  | 318.6461 | 0
|  | 318.8557 | 0
|  | 319.0653 | 0
|  | 319.275 | 0
|  | 319.4846 | 0
|  | 319.6942 | 0
|  | 319.9039 | 0
|  | 320.1136 | 0
|  | 320.3233 | 0
|  | 320.533 | 0
|  | 320.7427 | 0
|  | 320.9524 | 0
|  | 321.1621 | 0
|  | 321.3719 | 0
|  | 321.5817 | 0
|  | 321.7914 | 0
|  | 322.0012 | 0
|  | 322.211 | 0
|  | 322.4209 | 0
|  | 322.6307 | 0
|  | 322.8405 | 0
|  | 323.0504 | 0
|  | 323.2603 | 0
|  | 323.4702 | 0
|  | 323.68 | 0
|  | 323.89 | 0
|  | 324.0999 | 0
|  | 324.3098 | 0
|  | 324.5197 | 0
|  | 324.7297 | 0
|  | 324.9397 | 0
|  | 325.1497 | 0
|  | 325.3597 | 0
|  | 325.5697 | 0
|  | 325.7797 | 0
|  | 325.9897 | 0
|  | 326.1998 | 0
|  | 326.4099 | 0
|  | 326.6199 | 0
|  | 326.83 | 0
|  | 327.0401 | 0
|  | 327.2502 | 0
|  | 327.4604 | 0
|  | 327.6705 | 0
|  | 327.8807 | 0
|  | 328.0909 | 0
|  | 328.301 | 0
|  | 328.5112 | 0
|  | 328.7214 | 0
|  | 328.9316 | 0
|  | 329.1419 | 0
|  | 329.3521 | 0
|  | 329.5624 | 0
|  | 329.7726 | 0
|  | 329.9829 | 0
|  | 330.1932 | 0
|  | 330.4035 | 0
|  | 330.6139 | 0
|  | 330.8242 | 0
|  | 331.0345 | 0
|  | 331.2449 | 0
|  | 331.4553 | 0
|  | 331.6656 | 0
|  | 331.8761 | 0
|  | 332.0865 | 0
|  | 332.2969 | 0
|  | 332.5073 | 0
|  | 332.7178 | 0
|  | 332.9283 | 0
|  | 333.1387 | 0
|  | 333.3492 | 0
|  | 333.5597 | 0
|  | 333.7702 | 0
|  | 333.9808 | 0
|  | 334.1913 | 0
|  | 334.4019 | 0
|  | 334.6124 | 0
|  | 334.823 | 0
|  | 335.0336 | 0
|  | 335.2442 | 0
|  | 335.4548 | 0
|  | 335.6654 | 0
|  | 335.8761 | 0
|  | 336.0868 | 0
|  | 336.2974 | 0
|  | 336.5081 | 0
|  | 336.7188 | 0
|  | 336.9295 | 0
|  | 337.1402 | 0
|  | 337.351 | 0
|  | 337.5617 | 0
|  | 337.7725 | 0
|  | 337.9832 | 0
|  | 338.194 | 0
|  | 338.4048 | 0
|  | 338.6156 | 0
|  | 338.8264 | 0
|  | 339.0373 | 0
|  | 339.2481 | 0
|  | 339.459 | 0
|  | 339.6699 | 0
|  | 339.8808 | 0
|  | 340.0917 | 0
|  | 340.3026 | 0
|  | 340.5135 | 0
|  | 340.7244 | 0
|  | 340.9354 | 0
|  | 341.1464 | 0
|  | 341.3573 | 0
|  | 341.5683 | 0
|  | 341.7793 | 0
|  | 341.9903 | 0
|  | 342.2014 | 0
|  | 342.4124 | 0
|  | 342.6234 | 0
|  | 342.8345 | 0
|  | 343.0456 | 0
|  | 343.2567 | 0
|  | 343.4678 | 0
|  | 343.6789 | 0
|  | 343.89 | 0
|  | 344.1012 | 0
|  | 344.3123 | 0
|  | 344.5235 | 0
|  | 344.7347 | 0
|  | 344.9459 | 0
|  | 345.1571 | 0
|  | 345.3683 | 0
|  | 345.5795 | 0
|  | 345.7908 | 0
|  | 346.002 | 0
|  | 346.2133 | 0
|  | 346.4246 | 0
|  | 346.6359 | 0
|  | 346.8472 | 0
|  | 347.0585 | 0
|  | 347.2698 | 0
|  | 347.4812 | 0
|  | 347.6925 | 0
|  | 347.9039 | 0
|  | 348.1153 | 0
|  | 348.3267 | 0
|  | 348.5381 | 0
|  | 348.7495 | 0
|  | 348.961 | 0
|  | 349.1724 | 0
|  | 349.3839 | 0
|  | 349.5953 | 0
|  | 349.8068 | 0
|  | 350.0183 | 0
|  | 350.2298 | 0
|  | 350.4413 | 0
|  | 350.6529 | 0
|  | 350.8644 | 0
|  | 351.076 | 0
|  | 351.2876 | 0
|  | 351.4992 | 0
|  | 351.7108 | 0
|  | 351.9224 | 0
|  | 352.134 | 0
|  | 352.3456 | 0
|  | 352.5573 | 0
|  | 352.769 | 0
|  | 352.9806 | 0
|  | 353.1923 | 0
|  | 353.404 | 0
|  | 353.6157 | 0
|  | 353.8275 | 0
|  | 354.0392 | 0
|  | 354.2509 | 0
|  | 354.4627 | 0
|  | 354.6745 | 0
|  | 354.8863 | 0
|  | 355.0981 | 0
|  | 355.3099 | 0
|  | 355.5217 | 0
|  | 355.7336 | 0
|  | 355.9454 | 0
|  | 356.1573 | 0
|  | 356.3691 | 0
|  | 356.581 | 0
|  | 356.7929 | 0
|  | 357.0048 | 0
|  | 357.2168 | 0
|  | 357.4287 | 0
|  | 357.6407 | 0
|  | 357.8526 | 0
|  | 358.0646 | 0
|  | 358.2766 | 0
|  | 358.4886 | 0
|  | 358.7006 | 0
|  | 358.9126 | 0
|  | 359.1247 | 0
|  | 359.3367 | 0
|  | 359.5488 | 0
|  | 359.7609 | 0
|  | 359.973 | 0
|  | 360.1851 | 0
|  | 360.3972 | 0
|  | 360.6093 | 0
|  | 360.8214 | 0
|  | 361.0336 | 0
|  | 361.2458 | 0
|  | 361.4579 | 0
|  | 361.6701 | 0
|  | 361.8823 | 0
|  | 362.0945 | 0
|  | 362.3068 | 0
|  | 362.519 | 0
|  | 362.7313 | 0
|  | 362.9435 | 0
|  | 363.1558 | 0
|  | 363.3681 | 0
|  | 363.5804 | 0
|  | 363.7927 | 0
|  | 364.005 | 0
|  | 364.2174 | 0
|  | 364.4297 | 0
|  | 364.6421 | 0
|  | 364.8545 | 0
|  | 365.0669 | 0
|  | 365.2793 | 0
|  | 365.4917 | 0
|  | 365.7041 | 0
|  | 365.9166 | 0
|  | 366.129 | 0
|  | 366.3415 | 0
|  | 366.554 | 0
|  | 366.7664 | 0
|  | 366.9789 | 0
|  | 367.1915 | 0
|  | 367.404 | 0
|  | 367.6165 | 0
|  | 367.8291 | 0
|  | 368.0416 | 0
|  | 368.2542 | 0
|  | 368.4668 | 0
|  | 368.6794 | 0
|  | 368.892 | 0
|  | 369.1046 | 0
|  | 369.3173 | 0
|  | 369.5299 | 0
|  | 369.7426 | 0
|  | 369.9553 | 0
|  | 370.168 | 0
|  | 370.3807 | 0
|  | 370.5934 | 0
|  | 370.8061 | 0
|  | 371.0189 | 0
|  | 371.2316 | 0
|  | 371.4444 | 0
|  | 371.6571 | 0
|  | 371.8699 | 0
|  | 372.0827 | 0
|  | 372.2956 | 0
|  | 372.5084 | 0
|  | 372.7212 | 0
|  | 372.9341 | 0
|  | 373.1469 | 0
|  | 373.3598 | 0
|  | 373.5727 | 0
|  | 373.7856 | 0
|  | 373.9985 | 0
|  | 374.2114 | 0
|  | 374.4243 | 0
|  | 374.6373 | 0
|  | 374.8503 | 0
|  | 375.0632 | 0
|  | 375.2762 | 0
|  | 375.4892 | 0
|  | 375.7022 | 0
|  | 375.9153 | 0
|  | 376.1283 | 0
|  | 376.3413 | 0
|  | 376.5544 | 0
|  | 376.7675 | 0
|  | 376.9806 | 0
|  | 377.1937 | 0
|  | 377.4068 | 0
|  | 377.6199 | 0
|  | 377.833 | 0
|  | 378.0462 | 0
|  | 378.2593 | 0
|  | 378.4725 | 0
|  | 378.6857 | 0
|  | 378.8989 | 0
|  | 379.1121 | 0
|  | 379.3253 | 0
|  | 379.5385 | 0
|  | 379.7518 | 0
|  | 379.9651 | 0
|  | 380.1783 | 0
|  | 380.3916 | 0
|  | 380.6049 | 0
|  | 380.8182 | 0
|  | 381.0315 | 0
|  | 381.2449 | 0
|  | 381.4582 | 0
|  | 381.6716 | 0
|  | 381.8849 | 0
|  | 382.0983 | 0
|  | 382.3117 | 0
|  | 382.5251 | 0
|  | 382.7385 | 0
|  | 382.952 | 0
|  | 383.1654 | 0
|  | 383.3789 | 0
|  | 383.5923 | 0
|  | 383.8058 | 0
|  | 384.0193 | 0
|  | 384.2328 | 0
|  | 384.4463 | 0
|  | 384.6599 | 0
|  | 384.8734 | 0
|  | 385.0869 | 0
|  | 385.3005 | 0
|  | 385.5141 | 0
|  | 385.7277 | 0
|  | 385.9413 | 0
|  | 386.1549 | 0
|  | 386.3685 | 0
|  | 386.5822 | 0
|  | 386.7958 | 0
|  | 387.0095 | 0
|  | 387.2231 | 0
|  | 387.4368 | 0
|  | 387.6505 | 0
|  | 387.8642 | 0
|  | 388.078 | 0
|  | 388.2917 | 0
|  | 388.5055 | 0
|  | 388.7192 | 0
|  | 388.933 | 0
|  | 389.1468 | 0
|  | 389.3606 | 0
|  | 389.5744 | 0
|  | 389.7882 | 0
|  | 390.002 | 0
|  | 390.2159 | 0
|  | 390.4297 | 0
|  | 390.6436 | 0
|  | 390.8575 | 0
|  | 391.0714 | 0
|  | 391.2853 | 0
|  | 391.4992 | 0
|  | 391.7131 | 0
|  | 391.9271 | 0
|  | 392.141 | 0
|  | 392.355 | 0
|  | 392.569 | 0
|  | 392.783 | 0
|  | 392.997 | 0
|  | 393.211 | 0
|  | 393.425 | 0
|  | 393.6391 | 0
|  | 393.8531 | 0
|  | 394.0672 | 0
|  | 394.2812 | 0
|  | 394.4954 | 0
|  | 394.7094 | 0
|  | 394.9236 | 0
|  | 395.1377 | 0
|  | 395.3518 | 0
|  | 395.566 | 0
|  | 395.7802 | 0
|  | 395.9943 | 0
|  | 396.2085 | 0
|  | 396.4227 | 0
|  | 396.6369 | 0
|  | 396.8511 | 0
|  | 397.0654 | 0
|  | 397.2796 | 0
|  | 397.4939 | 0
|  | 397.7081 | 0
|  | 397.9224 | 0
|  | 398.1367 | 0
|  | 398.351 | 0
|  | 398.5653 | 0
|  | 398.7797 | 0
|  | 398.994 | 0
|  | 399.2084 | 0
|  | 399.4227 | 0
|  | 399.6371 | 0
|  | 399.8515 | 0
|  | 400.0659 | 0.0083535
|  | 400.2803 | 0.0080357
|  | 400.4948 | 0.0079734
|  | 400.7092 | 0.0062073
|  | 400.9236 | 0.0082965
|  | 401.1381 | 0.0073681
|  | 401.3526 | 0.005571
|  | 401.5671 | 0.0074308
|  | 401.7816 | 0.0099557
|  | 401.9961 | 0.007507
|  | 402.2106 | 0.0077875
|  | 402.4252 | 0.0076565
|  | 402.6397 | 0.0098396
|  | 402.8543 | 0.007897
|  | 403.0688 | 0.011134
|  | 403.2834 | 0.010712
|  | 403.498 | 0.0094724
|  | 403.7126 | 0.0085658
|  | 403.9272 | 0.0079007
|  | 404.1419 | 0.0088728
|  | 404.3565 | 0.010944
|  | 404.5712 | 0.010261
|  | 404.7859 | 0.011024
|  | 405.0005 | 0.008723
|  | 405.2152 | 0.0097244
|  | 405.4299 | 0.011839
|  | 405.6447 | 0.012513
|  | 405.8594 | 0.010015
|  | 406.0741 | 0.011524
|  | 406.2889 | 0.010171
|  | 406.5036 | 0.01238
|  | 406.7184 | 0.01307
|  | 406.9332 | 0.011121
|  | 407.148 | 0.012216
|  | 407.3628 | 0.011394
|  | 407.5776 | 0.014088
|  | 407.7925 | 0.013439
|  | 408.0073 | 0.016182
|  | 408.2222 | 0.013422
|  | 408.4371 | 0.014186
|  | 408.6519 | 0.013906
|  | 408.8669 | 0.017676
|  | 409.0818 | 0.017693
|  | 409.2967 | 0.018081
|  | 409.5116 | 0.016177
|  | 409.7266 | 0.016063
|  | 409.9415 | 0.016196
|  | 410.1565 | 0.018541
|  | 410.3715 | 0.0182
|  | 410.5865 | 0.02081
|  | 410.8015 | 0.021141
|  | 411.0165 | 0.022808
|  | 411.2315 | 0.020496
|  | 411.4465 | 0.023876
|  | 411.6616 | 0.023612
|  | 411.8766 | 0.024844
|  | 412.0917 | 0.023712
|  | 412.3068 | 0.024921
|  | 412.5219 | 0.025508
|  | 412.737 | 0.026335
|  | 412.9521 | 0.026863
|  | 413.1673 | 0.029959
|  | 413.3824 | 0.02933
|  | 413.5976 | 0.032519
|  | 413.8128 | 0.031434
|  | 414.028 | 0.032317
|  | 414.2432 | 0.03478
|  | 414.4584 | 0.036194
|  | 414.6736 | 0.036229
|  | 414.8888 | 0.03986
|  | 415.1041 | 0.038189
|  | 415.3193 | 0.041767
|  | 415.5346 | 0.04188
|  | 415.7498 | 0.044488
|  | 415.9651 | 0.0464
|  | 416.1805 | 0.048238
|  | 416.3958 | 0.046429
|  | 416.6111 | 0.052275
|  | 416.8264 | 0.051793
|  | 417.0418 | 0.054504
|  | 417.2571 | 0.05571
|  | 417.4725 | 0.059162
|  | 417.6879 | 0.05804
|  | 417.9033 | 0.062886
|  | 418.1187 | 0.06675
|  | 418.3341 | 0.068913
|  | 418.5496 | 0.071183
|  | 418.765 | 0.075399
|  | 418.9805 | 0.075656
|  | 419.1959 | 0.079723
|  | 419.4114 | 0.07936
|  | 419.6269 | 0.08497
|  | 419.8424 | 0.0834
|  | 420.0579 | 0.088454
|  | 420.2734 | 0.090998
|  | 420.489 | 0.093649
|  | 420.7045 | 0.097543
|  | 420.9201 | 0.098465
|  | 421.1357 | 0.10178
|  | 421.3513 | 0.109
|  | 421.5669 | 0.10816
|  | 421.7825 | 0.11021
|  | 421.9981 | 0.11332
|  | 422.2137 | 0.11721
|  | 422.4294 | 0.11977
|  | 422.6451 | 0.1254
|  | 422.8607 | 0.12438
|  | 423.0764 | 0.13202
|  | 423.2921 | 0.1359
|  | 423.5078 | 0.13893
|  | 423.7235 | 0.14007
|  | 423.9392 | 0.14497
|  | 424.155 | 0.1524
|  | 424.3707 | 0.1531
|  | 424.5865 | 0.15675
|  | 424.8023 | 0.16257
|  | 425.0181 | 0.1681
|  | 425.2339 | 0.1746
|  | 425.4497 | 0.17808
|  | 425.6655 | 0.18468
|  | 425.8813 | 0.1881
|  | 426.0972 | 0.19543
|  | 426.313 | 0.20051
|  | 426.5289 | 0.20639
|  | 426.7448 | 0.21042
|  | 426.9607 | 0.21744
|  | 427.1766 | 0.22499
|  | 427.3925 | 0.23029
|  | 427.6084 | 0.23123
|  | 427.8244 | 0.24242
|  | 428.0403 | 0.24646
|  | 428.2563 | 0.25312
|  | 428.4723 | 0.26183
|  | 428.6882 | 0.26664
|  | 428.9042 | 0.27019
|  | 429.1203 | 0.27908
|  | 429.3363 | 0.28529
|  | 429.5523 | 0.28924
|  | 429.7684 | 0.29681
|  | 429.9844 | 0.30705
|  | 430.2005 | 0.31015
|  | 430.4166 | 0.31912
|  | 430.6327 | 0.32785
|  | 430.8488 | 0.33487
|  | 431.0649 | 0.33963
|  | 431.281 | 0.35094
|  | 431.4972 | 0.35341
|  | 431.7133 | 0.3637
|  | 431.9295 | 0.37211
|  | 432.1456 | 0.3796
|  | 432.3618 | 0.38681
|  | 432.578 | 0.39278
|  | 432.7943 | 0.40013
|  | 433.0105 | 0.40511
|  | 433.2267 | 0.4138
|  | 433.4429 | 0.42623
|  | 433.6592 | 0.42897
|  | 433.8755 | 0.44156
|  | 434.0917 | 0.44755
|  | 434.308 | 0.45231
|  | 434.5244 | 0.46256
|  | 434.7407 | 0.47627
|  | 434.957 | 0.4793
|  | 435.1733 | 0.48956
|  | 435.3897 | 0.4999
|  | 435.606 | 0.51266
|  | 435.8224 | 0.51321
|  | 436.0388 | 0.52412
|  | 436.2552 | 0.53876
|  | 436.4716 | 0.54943
|  | 436.688 | 0.55565
|  | 436.9044 | 0.56415
|  | 437.1209 | 0.57545
|  | 437.3373 | 0.5801
|  | 437.5538 | 0.59311
|  | 437.7703 | 0.60478
|  | 437.9868 | 0.61456
|  | 438.2033 | 0.63083
|  | 438.4198 | 0.634
|  | 438.6363 | 0.64766
|  | 438.8529 | 0.65475
|  | 439.0694 | 0.66893
|  | 439.286 | 0.67797
|  | 439.5025 | 0.68954
|  | 439.7191 | 0.70333
|  | 439.9357 | 0.71385
|  | 440.1523 | 0.7291
|  | 440.369 | 0.7389
|  | 440.5856 | 0.7478
|  | 440.8022 | 0.76971
|  | 441.0189 | 0.77201
|  | 441.2355 | 0.79328
|  | 441.4522 | 0.79667
|  | 441.6689 | 0.81225
|  | 441.8856 | 0.82081
|  | 442.1023 | 0.83352
|  | 442.319 | 0.84846
|  | 442.5358 | 0.85461
|  | 442.7525 | 0.86779
|  | 442.9693 | 0.87767
|  | 443.186 | 0.88786
|  | 443.4028 | 0.90248
|  | 443.6196 | 0.91536
|  | 443.8364 | 0.92169
|  | 444.0532 | 0.93032
|  | 444.2701 | 0.93481
|  | 444.4869 | 0.9468
|  | 444.7037 | 0.95576
|  | 444.9206 | 0.96068
|  | 445.1375 | 0.96561
|  | 445.3544 | 0.9732
|  | 445.5713 | 0.98303
|  | 445.7882 | 0.98648
|  | 446.0051 | 0.98347
|  | 446.222 | 0.98791
|  | 446.439 | 0.993
|  | 446.6559 | 0.99367
|  | 446.8729 | 1
|  | 447.0898 | 0.99904
|  | 447.3069 | 0.99341
|  | 447.5238 | 0.99462
|  | 447.7408 | 0.99732
|  | 447.9579 | 0.98488
|  | 448.1749 | 0.98532
|  | 448.392 | 0.97965
|  | 448.609 | 0.97956
|  | 448.8261 | 0.96647
|  | 449.0432 | 0.96465
|  | 449.2603 | 0.95456
|  | 449.4774 | 0.94482
|  | 449.6945 | 0.93269
|  | 449.9116 | 0.92056
|  | 450.1287 | 0.90803
|  | 450.3459 | 0.90347
|  | 450.563 | 0.886
|  | 450.7802 | 0.87032
|  | 450.9974 | 0.86285
|  | 451.2146 | 0.84752
|  | 451.4318 | 0.832
|  | 451.649 | 0.81941
|  | 451.8662 | 0.80042
|  | 452.0835 | 0.78693
|  | 452.3008 | 0.77248
|  | 452.518 | 0.7566
|  | 452.7353 | 0.73697
|  | 452.9526 | 0.72285
|  | 453.1699 | 0.71557
|  | 453.3872 | 0.68753
|  | 453.6045 | 0.68004
|  | 453.8218 | 0.66097
|  | 454.0392 | 0.64541
|  | 454.2565 | 0.63013
|  | 454.4739 | 0.61156
|  | 454.6913 | 0.59784
|  | 454.9087 | 0.58418
|  | 455.1261 | 0.57155
|  | 455.3435 | 0.55324
|  | 455.5609 | 0.5456
|  | 455.7784 | 0.52775
|  | 455.9958 | 0.5149
|  | 456.2133 | 0.49923
|  | 456.4307 | 0.49054
|  | 456.6482 | 0.47609
|  | 456.8657 | 0.46587
|  | 457.0832 | 0.45628
|  | 457.3007 | 0.44897
|  | 457.5182 | 0.43858
|  | 457.7358 | 0.42853
|  | 457.9533 | 0.41929
|  | 458.1709 | 0.41606
|  | 458.3885 | 0.40725
|  | 458.606 | 0.39953
|  | 458.8236 | 0.38852
|  | 459.0413 | 0.38263
|  | 459.2589 | 0.37761
|  | 459.4765 | 0.36915
|  | 459.6942 | 0.36206
|  | 459.9118 | 0.36023
|  | 460.1295 | 0.35236
|  | 460.3471 | 0.34601
|  | 460.5648 | 0.33902
|  | 460.7825 | 0.33838
|  | 461.0002 | 0.33169
|  | 461.218 | 0.32205
|  | 461.4357 | 0.32218
|  | 461.6534 | 0.31391
|  | 461.8712 | 0.30274
|  | 462.089 | 0.30001
|  | 462.3067 | 0.2953
|  | 462.5245 | 0.28738
|  | 462.7423 | 0.28772
|  | 462.9601 | 0.2805
|  | 463.1779 | 0.27496
|  | 463.3958 | 0.27266
|  | 463.6136 | 0.26963
|  | 463.8315 | 0.25939
|  | 464.0493 | 0.25677
|  | 464.2672 | 0.25011
|  | 464.4851 | 0.25
|  | 464.703 | 0.24317
|  | 464.9209 | 0.23956
|  | 465.1389 | 0.23393
|  | 465.3568 | 0.23158
|  | 465.5747 | 0.22454
|  | 465.7927 | 0.221
|  | 466.0107 | 0.21517
|  | 466.2287 | 0.2108
|  | 466.4467 | 0.20648
|  | 466.6646 | 0.20446
|  | 466.8827 | 0.19831
|  | 467.1007 | 0.19592
|  | 467.3187 | 0.19158
|  | 467.5368 | 0.18698
|  | 467.7549 | 0.18311
|  | 467.9729 | 0.18183
|  | 468.191 | 0.17807
|  | 468.4091 | 0.17415
|  | 468.6272 | 0.17279
|  | 468.8453 | 0.17018
|  | 469.0634 | 0.16298
|  | 469.2816 | 0.1611
|  | 469.4997 | 0.15629
|  | 469.7179 | 0.1579
|  | 469.9361 | 0.15429
|  | 470.1543 | 0.15111
|  | 470.3725 | 0.14725
|  | 470.5907 | 0.14608
|  | 470.8089 | 0.14318
|  | 471.0271 | 0.14188
|  | 471.2454 | 0.13768
|  | 471.4636 | 0.13468
|  | 471.6819 | 0.13473
|  | 471.9001 | 0.13323
|  | 472.1184 | 0.13096
|  | 472.3367 | 0.12575
|  | 472.555 | 0.1255
|  | 472.7733 | 0.12216
|  | 472.9917 | 0.12014
|  | 473.21 | 0.1202
|  | 473.4284 | 0.11641
|  | 473.6468 | 0.11425
|  | 473.8651 | 0.11437
|  | 474.0835 | 0.11608
|  | 474.3019 | 0.11229
|  | 474.5203 | 0.11045
|  | 474.7387 | 0.10963
|  | 474.9572 | 0.10838
|  | 475.1756 | 0.10462
|  | 475.3941 | 0.10573
|  | 475.6125 | 0.10498
|  | 475.831 | 0.10369
|  | 476.0495 | 0.10081
|  | 476.268 | 0.10116
|  | 476.4865 | 0.10213
|  | 476.705 | 0.099473
|  | 476.9236 | 0.098436
|  | 477.1421 | 0.098675
|  | 477.3607 | 0.095843
|  | 477.5792 | 0.095671
|  | 477.7978 | 0.094842
|  | 478.0164 | 0.095611
|  | 478.235 | 0.091168
|  | 478.4536 | 0.092245
|  | 478.6722 | 0.089343
|  | 478.8909 | 0.092634
|  | 479.1095 | 0.088424
|  | 479.3282 | 0.089394
|  | 479.5468 | 0.087367
|  | 479.7655 | 0.088305
|  | 479.9842 | 0.088554
|  | 480.2029 | 0.089689
|  | 480.4216 | 0.08751
|  | 480.6403 | 0.087999
|  | 480.8591 | 0.085806
|  | 481.0778 | 0.086731
|  | 481.2966 | 0.087325
|  | 481.5153 | 0.089979
|  | 481.7341 | 0.087903
|  | 481.9529 | 0.088454
|  | 482.1717 | 0.08905
|  | 482.3905 | 0.08938
|  | 482.6093 | 0.089255
|  | 482.8282 | 0.089905
|  | 483.047 | 0.088194
|  | 483.2659 | 0.088926
|  | 483.4847 | 0.087582
|  | 483.7036 | 0.088996
|  | 483.9225 | 0.086996
|  | 484.1414 | 0.087098
|  | 484.3603 | 0.086892
|  | 484.5792 | 0.088492
|  | 484.7982 | 0.087794
|  | 485.0171 | 0.084866
|  | 485.2361 | 0.084833
|  | 485.455 | 0.085008
|  | 485.674 | 0.087405
|  | 485.893 | 0.084149
|  | 486.112 | 0.083889
|  | 486.331 | 0.085783
|  | 486.55 | 0.084633
|  | 486.7691 | 0.085482
|  | 486.9881 | 0.083169
|  | 487.2072 | 0.082717
|  | 487.4262 | 0.081739
|  | 487.6453 | 0.080819
|  | 487.8644 | 0.080187
|  | 488.0835 | 0.080136
|  | 488.3026 | 0.07894
|  | 488.5217 | 0.079143
|  | 488.7409 | 0.077598
|  | 488.96 | 0.078755
|  | 489.1792 | 0.076752
|  | 489.3983 | 0.079056
|  | 489.6175 | 0.077156
|  | 489.8367 | 0.077561
|  | 490.0559 | 0.078181
|  | 490.2751 | 0.079816
|  | 490.4944 | 0.080772
|  | 490.7136 | 0.081744
|  | 490.9328 | 0.081964
|  | 491.1521 | 0.085296
|  | 491.3713 | 0.085483
|  | 491.5906 | 0.088172
|  | 491.8099 | 0.089688
|  | 492.0292 | 0.091487
|  | 492.2485 | 0.093803
|  | 492.4678 | 0.095781
|  | 492.6872 | 0.095269
|  | 492.9065 | 0.098282
|  | 493.1259 | 0.099888
|  | 493.3452 | 0.1032
|  | 493.5646 | 0.10651
|  | 493.784 | 0.10738
|  | 494.0034 | 0.10932
|  | 494.2228 | 0.11164
|  | 494.4422 | 0.11135
|  | 494.6617 | 0.11325
|  | 494.8811 | 0.11508
|  | 495.1005 | 0.11716
|  | 495.32 | 0.11897
|  | 495.5395 | 0.12131
|  | 495.759 | 0.12157
|  | 495.9785 | 0.12419
|  | 496.198 | 0.12376
|  | 496.4175 | 0.12721
|  | 496.637 | 0.13102
|  | 496.8566 | 0.12966
|  | 497.0761 | 0.13237
|  | 497.2957 | 0.13554
|  | 497.5152 | 0.13688
|  | 497.7348 | 0.13882
|  | 497.9544 | 0.13991
|  | 498.174 | 0.14203
|  | 498.3936 | 0.14271
|  | 498.6133 | 0.14612
|  | 498.8329 | 0.14753
|  | 499.0526 | 0.14732
|  | 499.2722 | 0.15189
|  | 499.4919 | 0.15431
|  | 499.7116 | 0.1561
|  | 499.9313 | 0.16113
|  | 500.151 | 0.15973
|  | 500.3707 | 0.16276
|  | 500.5904 | 0.16642
|  | 500.8102 | 0.16766
|  | 501.0299 | 0.17254
|  | 501.2497 | 0.17319
|  | 501.4694 | 0.1745
|  | 501.6892 | 0.18204
|  | 501.909 | 0.18112
|  | 502.1288 | 0.18347
|  | 502.3486 | 0.18903
|  | 502.5685 | 0.19297
|  | 502.7883 | 0.19288
|  | 503.0081 | 0.19413
|  | 503.228 | 0.19661
|  | 503.4478 | 0.20086
|  | 503.6677 | 0.20032
|  | 503.8876 | 0.20464
|  | 504.1075 | 0.20698
|  | 504.3274 | 0.21179
|  | 504.5474 | 0.21241
|  | 504.7673 | 0.2151
|  | 504.9872 | 0.21555
|  | 505.2072 | 0.2237
|  | 505.4272 | 0.22219
|  | 505.6471 | 0.22662
|  | 505.8671 | 0.23086
|  | 506.0871 | 0.23426
|  | 506.3071 | 0.23736
|  | 506.5272 | 0.24101
|  | 506.7472 | 0.24297
|  | 506.9672 | 0.24408
|  | 507.1873 | 0.24795
|  | 507.4073 | 0.2535
|  | 507.6274 | 0.25744
|  | 507.8475 | 0.25746
|  | 508.0676 | 0.25972
|  | 508.2877 | 0.26552
|  | 508.5078 | 0.26849
|  | 508.7279 | 0.27271
|  | 508.9481 | 0.27344
|  | 509.1682 | 0.27685
|  | 509.3884 | 0.28137
|  | 509.6086 | 0.28325
|  | 509.8288 | 0.28589
|  | 510.049 | 0.28702
|  | 510.2691 | 0.28885
|  | 510.4893 | 0.29246
|  | 510.7096 | 0.29516
|  | 510.9298 | 0.29712
|  | 511.1501 | 0.30275
|  | 511.3703 | 0.30476
|  | 511.5906 | 0.3069
|  | 511.8109 | 0.31135
|  | 512.0312 | 0.31189
|  | 512.2515 | 0.31896
|  | 512.4718 | 0.31937
|  | 512.6921 | 0.32574
|  | 512.9124 | 0.32148
|  | 513.1328 | 0.33042
|  | 513.3531 | 0.33105
|  | 513.5735 | 0.33493
|  | 513.7939 | 0.33636
|  | 514.0143 | 0.3384
|  | 514.2347 | 0.34593
|  | 514.4551 | 0.34762
|  | 514.6755 | 0.34864
|  | 514.8959 | 0.35222
|  | 515.1164 | 0.35438
|  | 515.3369 | 0.35952
|  | 515.5573 | 0.36203
|  | 515.7778 | 0.36161
|  | 515.9982 | 0.36623
|  | 516.2188 | 0.37225
|  | 516.4393 | 0.37395
|  | 516.6598 | 0.38129
|  | 516.8803 | 0.37932
|  | 517.1008 | 0.38232
|  | 517.3214 | 0.38632
|  | 517.5419 | 0.39196
|  | 517.7625 | 0.39297
|  | 517.9831 | 0.39434
|  | 518.2037 | 0.39861
|  | 518.4243 | 0.40272
|  | 518.6449 | 0.40643
|  | 518.8655 | 0.40854
|  | 519.0862 | 0.41427
|  | 519.3068 | 0.41664
|  | 519.5275 | 0.41623
|  | 519.7481 | 0.41754
|  | 519.9688 | 0.41825
|  | 520.1895 | 0.41767
|  | 520.4102 | 0.41945
|  | 520.6309 | 0.42287
|  | 520.8516 | 0.42575
|  | 521.0723 | 0.42719
|  | 521.2931 | 0.43026
|  | 521.5139 | 0.43139
|  | 521.7346 | 0.43571
|  | 521.9554 | 0.43718
|  | 522.1761 | 0.44037
|  | 522.397 | 0.43869
|  | 522.6177 | 0.43915
|  | 522.8386 | 0.43737
|  | 523.0594 | 0.4431
|  | 523.2803 | 0.44332
|  | 523.5011 | 0.44728
|  | 523.722 | 0.44896
|  | 523.9428 | 0.44977
|  | 524.1637 | 0.44993
|  | 524.3846 | 0.45116
|  | 524.6055 | 0.45031
|  | 524.8264 | 0.45152
|  | 525.0474 | 0.45136
|  | 525.2682 | 0.45823
|  | 525.4892 | 0.45907
|  | 525.7101 | 0.45912
|  | 525.9312 | 0.4622
|  | 526.1521 | 0.46482
|  | 526.3731 | 0.462
|  | 526.5941 | 0.4653
|  | 526.8151 | 0.4688
|  | 527.0361 | 0.46723
|  | 527.2571 | 0.4686
|  | 527.4782 | 0.47098
|  | 527.6992 | 0.46888
|  | 527.9203 | 0.47552
|  | 528.1414 | 0.47153
|  | 528.3624 | 0.47284
|  | 528.5836 | 0.47781
|  | 528.8046 | 0.47912
|  | 529.0258 | 0.47735
|  | 529.2469 | 0.48104
|  | 529.468 | 0.48216
|  | 529.6891 | 0.48585
|  | 529.9103 | 0.48809
|  | 530.1315 | 0.49434
|  | 530.3527 | 0.49437
|  | 530.5739 | 0.49528
|  | 530.795 | 0.4972
|  | 531.0162 | 0.49595
|  | 531.2375 | 0.50238
|  | 531.4587 | 0.49848
|  | 531.6799 | 0.50111
|  | 531.9012 | 0.50419
|  | 532.1225 | 0.49927
|  | 532.3438 | 0.50468
|  | 532.565 | 0.50321
|  | 532.7863 | 0.50559
|  | 533.0076 | 0.50337
|  | 533.2289 | 0.50735
|  | 533.4503 | 0.50339
|  | 533.6716 | 0.50746
|  | 533.8929 | 0.50479
|  | 534.1143 | 0.51105
|  | 534.3357 | 0.50856
|  | 534.5571 | 0.51216
|  | 534.7784 | 0.50939
|  | 534.9998 | 0.50966
|  | 535.2213 | 0.51399
|  | 535.4427 | 0.51409
|  | 535.6641 | 0.51032
|  | 535.8856 | 0.51646
|  | 536.107 | 0.51468
|  | 536.3284 | 0.5136
|  | 536.5499 | 0.51192
|  | 536.7714 | 0.51555
|  | 536.9929 | 0.51112
|  | 537.2144 | 0.51497
|  | 537.4359 | 0.51647
|  | 537.6575 | 0.51409
|  | 537.879 | 0.51441
|  | 538.1005 | 0.51729
|  | 538.3221 | 0.51401
|  | 538.5436 | 0.51876
|  | 538.7653 | 0.51693
|  | 538.9868 | 0.51904
|  | 539.2084 | 0.51826
|  | 539.4301 | 0.51876
|  | 539.6517 | 0.51573
|  | 539.8733 | 0.52055
|  | 540.0949 | 0.51858
|  | 540.3166 | 0.52315
|  | 540.5382 | 0.52096
|  | 540.7599 | 0.52345
|  | 540.9816 | 0.52526
|  | 541.2032 | 0.52451
|  | 541.425 | 0.5266
|  | 541.6467 | 0.52925
|  | 541.8684 | 0.52607
|  | 542.0901 | 0.52789
|  | 542.3119 | 0.52938
|  | 542.5336 | 0.52972
|  | 542.7554 | 0.52866
|  | 542.9772 | 0.53621
|  | 543.199 | 0.53264
|  | 543.4208 | 0.5326
|  | 543.6426 | 0.53121
|  | 543.8644 | 0.53447
|  | 544.0862 | 0.53406
|  | 544.308 | 0.53501
|  | 544.5299 | 0.53582
|  | 544.7518 | 0.53485
|  | 544.9736 | 0.53387
|  | 545.1956 | 0.53372
|  | 545.4174 | 0.53718
|  | 545.6393 | 0.53754
|  | 545.8613 | 0.53568
|  | 546.0832 | 0.53394
|  | 546.3051 | 0.53295
|  | 546.527 | 0.53901
|  | 546.749 | 0.53288
|  | 546.9709 | 0.53544
|  | 547.1929 | 0.5331
|  | 547.4149 | 0.53723
|  | 547.6369 | 0.52911
|  | 547.8589 | 0.53231
|  | 548.0809 | 0.52902
|  | 548.303 | 0.53457
|  | 548.525 | 0.53216
|  | 548.7471 | 0.53408
|  | 548.9691 | 0.53206
|  | 549.1912 | 0.53335
|  | 549.4133 | 0.53221
|  | 549.6353 | 0.53283
|  | 549.8574 | 0.53052
|  | 550.0795 | 0.534
|  | 550.3016 | 0.52864
|  | 550.5238 | 0.53615
|  | 550.7459 | 0.53146
|  | 550.9681 | 0.53412
|  | 551.1902 | 0.53021
|  | 551.4124 | 0.53592
|  | 551.6346 | 0.53497
|  | 551.8568 | 0.53781
|  | 552.079 | 0.53856
|  | 552.3012 | 0.54116
|  | 552.5234 | 0.54034
|  | 552.7457 | 0.54056
|  | 552.9679 | 0.54067
|  | 553.1902 | 0.54034
|  | 553.4124 | 0.54023
|  | 553.6347 | 0.54095
|  | 553.857 | 0.54192
|  | 554.0793 | 0.54071
|  | 554.3016 | 0.53655
|  | 554.5239 | 0.54018
|  | 554.7462 | 0.5381
|  | 554.9686 | 0.53948
|  | 555.1909 | 0.53976
|  | 555.4133 | 0.54335
|  | 555.6356 | 0.54201
|  | 555.858 | 0.53945
|  | 556.0804 | 0.53766
|  | 556.3028 | 0.53881
|  | 556.5252 | 0.53807
|  | 556.7476 | 0.53573
|  | 556.97 | 0.53336
|  | 557.1925 | 0.53834
|  | 557.4149 | 0.53388
|  | 557.6374 | 0.53619
|  | 557.8599 | 0.53159
|  | 558.0823 | 0.53949
|  | 558.3049 | 0.53467
|  | 558.5273 | 0.53992
|  | 558.7499 | 0.5358
|  | 558.9724 | 0.53645
|  | 559.1949 | 0.5352
|  | 559.4175 | 0.5402
|  | 559.64 | 0.5396
|  | 559.8625 | 0.53839
|  | 560.0851 | 0.54051
|  | 560.3077 | 0.54195
|  | 560.5303 | 0.53899
|  | 560.7529 | 0.54473
|  | 560.9755 | 0.53925
|  | 561.1982 | 0.54075
|  | 561.4208 | 0.53838
|  | 561.6434 | 0.54436
|  | 561.8661 | 0.53732
|  | 562.0887 | 0.54271
|  | 562.3114 | 0.53705
|  | 562.5341 | 0.54153
|  | 562.7568 | 0.53947
|  | 562.9795 | 0.5399
|  | 563.2022 | 0.53898
|  | 563.425 | 0.53926
|  | 563.6477 | 0.53607
|  | 563.8704 | 0.53986
|  | 564.0932 | 0.53709
|  | 564.316 | 0.53784
|  | 564.5388 | 0.53724
|  | 564.7615 | 0.53878
|  | 564.9843 | 0.53628
|  | 565.2072 | 0.53774
|  | 565.4299 | 0.53634
|  | 565.6528 | 0.54253
|  | 565.8756 | 0.53969
|  | 566.0984 | 0.54289
|  | 566.3214 | 0.53964
|  | 566.5442 | 0.54209
|  | 566.7671 | 0.54318
|  | 566.99 | 0.54355
|  | 567.2129 | 0.54526
|  | 567.4358 | 0.5444
|  | 567.6587 | 0.5451
|  | 567.8817 | 0.54681
|  | 568.1046 | 0.54617
|  | 568.3275 | 0.54338
|  | 568.5505 | 0.54511
|  | 568.7734 | 0.54534
|  | 568.9964 | 0.54322
|  | 569.2194 | 0.54352
|  | 569.4424 | 0.5424
|  | 569.6654 | 0.5436
|  | 569.8884 | 0.54234
|  | 570.1115 | 0.54185
|  | 570.3345 | 0.54266
|  | 570.5576 | 0.54153
|  | 570.7806 | 0.53853
|  | 571.0037 | 0.54095
|  | 571.2268 | 0.54075
|  | 571.4499 | 0.54037
|  | 571.673 | 0.54085
|  | 571.8961 | 0.53834
|  | 572.1192 | 0.53917
|  | 572.3423 | 0.53583
|  | 572.5655 | 0.53579
|  | 572.7886 | 0.53747
|  | 573.0118 | 0.53399
|  | 573.235 | 0.53429
|  | 573.4582 | 0.53029
|  | 573.6813 | 0.5344
|  | 573.9045 | 0.53186
|  | 574.1278 | 0.53181
|  | 574.351 | 0.52657
|  | 574.5742 | 0.52947
|  | 574.7975 | 0.52615
|  | 575.0208 | 0.52272
|  | 575.244 | 0.52404
|  | 575.4673 | 0.52361
|  | 575.6906 | 0.52552
|  | 575.9138 | 0.51985
|  | 576.1371 | 0.52118
|  | 576.3605 | 0.51965
|  | 576.5838 | 0.52165
|  | 576.8071 | 0.51885
|  | 577.0305 | 0.52114
|  | 577.2538 | 0.51712
|  | 577.4772 | 0.51674
|  | 577.7006 | 0.51422
|  | 577.924 | 0.5154
|  | 578.1473 | 0.51283
|  | 578.3707 | 0.51723
|  | 578.5942 | 0.50956
|  | 578.8176 | 0.51294
|  | 579.041 | 0.50935
|  | 579.2645 | 0.5103
|  | 579.4879 | 0.5067
|  | 579.7114 | 0.50561
|  | 579.9349 | 0.50457
|  | 580.1583 | 0.50243
|  | 580.3818 | 0.50274
|  | 580.6053 | 0.50078
|  | 580.8289 | 0.49676
|  | 581.0524 | 0.49937
|  | 581.2759 | 0.49532
|  | 581.4995 | 0.49907
|  | 581.723 | 0.49023
|  | 581.9466 | 0.49373
|  | 582.1702 | 0.49352
|  | 582.3937 | 0.49266
|  | 582.6173 | 0.4878
|  | 582.8409 | 0.49035
|  | 583.0646 | 0.48683
|  | 583.2882 | 0.49191
|  | 583.5118 | 0.48712
|  | 583.7355 | 0.48707
|  | 583.9591 | 0.48542
|  | 584.1828 | 0.48955
|  | 584.4064 | 0.48512
|  | 584.6301 | 0.48576
|  | 584.8538 | 0.48428
|  | 585.0775 | 0.48496
|  | 585.3013 | 0.48049
|  | 585.525 | 0.48166
|  | 585.7487 | 0.47865
|  | 585.9725 | 0.4799
|  | 586.1962 | 0.47965
|  | 586.42 | 0.47872
|  | 586.6437 | 0.47352
|  | 586.8676 | 0.47609
|  | 587.0913 | 0.47269
|  | 587.3151 | 0.47577
|  | 587.5389 | 0.47286
|  | 587.7628 | 0.47335
|  | 587.9866 | 0.46895
|  | 588.2104 | 0.47012
|  | 588.4343 | 0.46653
|  | 588.6581 | 0.46833
|  | 588.882 | 0.46375
|  | 589.106 | 0.46553
|  | 589.3298 | 0.46376
|  | 589.5537 | 0.46423
|  | 589.7776 | 0.46293
|  | 590.0016 | 0.46793
|  | 590.2255 | 0.46297
|  | 590.4495 | 0.45852
|  | 590.6734 | 0.45553
|  | 590.8973 | 0.45822
|  | 591.1213 | 0.45602
|  | 591.3453 | 0.45802
|  | 591.5693 | 0.45402
|  | 591.7933 | 0.45575
|  | 592.0173 | 0.45038
|  | 592.2413 | 0.45261
|  | 592.4654 | 0.45359
|  | 592.6894 | 0.45213
|  | 592.9135 | 0.44903
|  | 593.1375 | 0.45185
|  | 593.3616 | 0.44936
|  | 593.5857 | 0.45318
|  | 593.8098 | 0.44646
|  | 594.0339 | 0.45043
|  | 594.258 | 0.44831
|  | 594.4821 | 0.44821
|  | 594.7062 | 0.44501
|  | 594.9304 | 0.44476
|  | 595.1545 | 0.44533
|  | 595.3787 | 0.44633
|  | 595.6028 | 0.44189
|  | 595.827 | 0.445
|  | 596.0512 | 0.44172
|  | 596.2755 | 0.44222
|  | 596.4996 | 0.44072
|  | 596.7239 | 0.44063
|  | 596.9481 | 0.44134
|  | 597.1723 | 0.43933
|  | 597.3965 | 0.43761
|  | 597.6208 | 0.43673
|  | 597.8451 | 0.43472
|  | 598.0694 | 0.43667
|  | 598.2936 | 0.43351
|  | 598.5179 | 0.43558
|  | 598.7422 | 0.43338
|  | 598.9666 | 0.4317
|  | 599.1909 | 0.43116
|  | 599.4153 | 0.42871
|  | 599.6396 | 0.43022
|  | 599.864 | 0.42994
|  | 600.0883 | 0.42456
|  | 600.3127 | 0.42523
|  | 600.5371 | 0.42316
|  | 600.7615 | 0.42265
|  | 600.9859 | 0.42244
|  | 601.2103 | 0.42172
|  | 601.4348 | 0.42148
|  | 601.6592 | 0.42152
|  | 601.8836 | 0.41784
|  | 602.1081 | 0.41961
|  | 602.3325 | 0.41708
|  | 602.557 | 0.41631
|  | 602.7815 | 0.41358
|  | 603.006 | 0.41417
|  | 603.2305 | 0.40965
|  | 603.455 | 0.4106
|  | 603.6795 | 0.40633
|  | 603.9041 | 0.40795
|  | 604.1286 | 0.40487
|  | 604.3531 | 0.40578
|  | 604.5777 | 0.40155
|  | 604.8023 | 0.40192
|  | 605.0269 | 0.39965
|  | 605.2515 | 0.39975
|  | 605.4761 | 0.39937
|  | 605.7007 | 0.39749
|  | 605.9253 | 0.39315
|  | 606.1499 | 0.39768
|  | 606.3746 | 0.39491
|  | 606.5992 | 0.39472
|  | 606.8239 | 0.39001
|  | 607.0485 | 0.39084
|  | 607.2733 | 0.38688
|  | 607.4979 | 0.38861
|  | 607.7226 | 0.38835
|  | 607.9473 | 0.38817
|  | 608.1721 | 0.38401
|  | 608.3968 | 0.38633
|  | 608.6215 | 0.37988
|  | 608.8463 | 0.38345
|  | 609.071 | 0.37558
|  | 609.2958 | 0.37938
|  | 609.5206 | 0.37476
|  | 609.7454 | 0.37553
|  | 609.9702 | 0.37095
|  | 610.1949 | 0.3747
|  | 610.4197 | 0.37115
|  | 610.6446 | 0.37154
|  | 610.8694 | 0.36807
|  | 611.0942 | 0.36891
|  | 611.3191 | 0.36385
|  | 611.5439 | 0.36408
|  | 611.7689 | 0.36242
|  | 611.9937 | 0.36223
|  | 612.2186 | 0.35839
|  | 612.4435 | 0.35947
|  | 612.6685 | 0.3543
|  | 612.8934 | 0.35527
|  | 613.1183 | 0.35224
|  | 613.3432 | 0.351
|  | 613.5682 | 0.35095
|  | 613.7932 | 0.35115
|  | 614.0181 | 0.3461
|  | 614.2431 | 0.35013
|  | 614.4681 | 0.34347
|  | 614.6931 | 0.34587
|  | 614.9181 | 0.34326
|  | 615.1431 | 0.34106
|  | 615.3681 | 0.33979
|  | 615.5931 | 0.33919
|  | 615.8182 | 0.33774
|  | 616.0433 | 0.33773
|  | 616.2683 | 0.33518
|  | 616.4934 | 0.33475
|  | 616.7185 | 0.3332
|  | 616.9436 | 0.33315
|  | 617.1687 | 0.33039
|  | 617.3938 | 0.32883
|  | 617.619 | 0.32688
|  | 617.8441 | 0.32878
|  | 618.0692 | 0.32539
|  | 618.2944 | 0.32733
|  | 618.5195 | 0.32104
|  | 618.7447 | 0.32243
|  | 618.9698 | 0.31711
|  | 619.1951 | 0.31859
|  | 619.4203 | 0.3179
|  | 619.6454 | 0.31811
|  | 619.8707 | 0.31605
|  | 620.0959 | 0.31395
|  | 620.3212 | 0.31318
|  | 620.5464 | 0.31315
|  | 620.7717 | 0.31257
|  | 620.9969 | 0.31077
|  | 621.2222 | 0.30522
|  | 621.4475 | 0.30764
|  | 621.6728 | 0.30541
|  | 621.8981 | 0.3076
|  | 622.1234 | 0.30488
|  | 622.3488 | 0.30436
|  | 622.5741 | 0.30238
|  | 622.7994 | 0.30308
|  | 623.0248 | 0.29828
|  | 623.2501 | 0.297
|  | 623.4755 | 0.29619
|  | 623.7009 | 0.29827
|  | 623.9263 | 0.2947
|  | 624.1517 | 0.29267
|  | 624.3771 | 0.29345
|  | 624.6025 | 0.29344
|  | 624.8279 | 0.2893
|  | 625.0534 | 0.29175
|  | 625.2788 | 0.28674
|  | 625.5043 | 0.28747
|  | 625.7297 | 0.28574
|  | 625.9552 | 0.28735
|  | 626.1807 | 0.28364
|  | 626.4062 | 0.28441
|  | 626.6317 | 0.28432
|  | 626.8572 | 0.28319
|  | 627.0828 | 0.28119
|  | 627.3083 | 0.28167
|  | 627.5338 | 0.28192
|  | 627.7594 | 0.27977
|  | 627.9849 | 0.2773
|  | 628.2105 | 0.27757
|  | 628.4361 | 0.27567
|  | 628.6617 | 0.27792
|  | 628.8873 | 0.27426
|  | 629.1129 | 0.27629
|  | 629.3385 | 0.27354
|  | 629.5641 | 0.27378
|  | 629.7898 | 0.27238
|  | 630.0154 | 0.27398
|  | 630.2411 | 0.2711
|  | 630.4668 | 0.27234
|  | 630.6924 | 0.26882
|  | 630.9182 | 0.26906
|  | 631.1438 | 0.26626
|  | 631.3695 | 0.26791
|  | 631.5952 | 0.26327
|  | 631.821 | 0.26698
|  | 632.0467 | 0.26258
|  | 632.2725 | 0.26116
|  | 632.4982 | 0.25919
|  | 632.7239 | 0.25845
|  | 632.9497 | 0.25932
|  | 633.1755 | 0.25504
|  | 633.4013 | 0.25584
|  | 633.6271 | 0.25257
|  | 633.8529 | 0.25331
|  | 634.0787 | 0.25003
|  | 634.3046 | 0.24902
|  | 634.5304 | 0.24428
|  | 634.7562 | 0.24786
|  | 634.9821 | 0.2465
|  | 635.2079 | 0.24498
|  | 635.4338 | 0.24245
|  | 635.6597 | 0.24256
|  | 635.8856 | 0.23781
|  | 636.1115 | 0.2379
|  | 636.3374 | 0.23374
|  | 636.5634 | 0.23442
|  | 636.7892 | 0.2376
|  | 637.0152 | 0.23476
|  | 637.2411 | 0.23002
|  | 637.4671 | 0.23066
|  | 637.6931 | 0.22677
|  | 637.9191 | 0.22954
|  | 638.1451 | 0.22616
|  | 638.371 | 0.22969
|  | 638.597 | 0.22315
|  | 638.8231 | 0.225
|  | 639.0491 | 0.22124
|  | 639.2751 | 0.22191
|  | 639.5012 | 0.22117
|  | 639.7272 | 0.22047
|  | 639.9533 | 0.21933
|  | 640.1794 | 0.21514
|  | 640.4055 | 0.21732
|  | 640.6315 | 0.21159
|  | 640.8576 | 0.21209
|  | 641.0837 | 0.21123
|  | 641.3099 | 0.21393
|  | 641.536 | 0.20824
|  | 641.7621 | 0.20605
|  | 641.9883 | 0.20671
|  | 642.2144 | 0.20457
|  | 642.4406 | 0.20603
|  | 642.6667 | 0.20183
|  | 642.8929 | 0.20326
|  | 643.1191 | 0.19843
|  | 643.3453 | 0.19894
|  | 643.5715 | 0.19694
|  | 643.7978 | 0.19434
|  | 644.024 | 0.19662
|  | 644.2502 | 0.19278
|  | 644.4765 | 0.19526
|  | 644.7028 | 0.19568
|  | 644.929 | 0.19284
|  | 645.1553 | 0.19387
|  | 645.3816 | 0.1921
|  | 645.6078 | 0.19284
|  | 645.8342 | 0.18614
|  | 646.0605 | 0.18585
|  | 646.2868 | 0.18656
|  | 646.5131 | 0.18543
|  | 646.7395 | 0.18449
|  | 646.9658 | 0.18446
|  | 647.1922 | 0.18131
|  | 647.4186 | 0.17898
|  | 647.645 | 0.18019
|  | 647.8713 | 0.18311
|  | 648.0977 | 0.1815
|  | 648.3242 | 0.18029
|  | 648.5505 | 0.17666
|  | 648.777 | 0.17595
|  | 649.0034 | 0.17437
|  | 649.2299 | 0.17079
|  | 649.4563 | 0.16931
|  | 649.6828 | 0.16751
|  | 649.9092 | 0.16935
|  | 650.1357 | 0.16896
|  | 650.3622 | 0.16881
|  | 650.5887 | 0.16989
|  | 650.8152 | 0.16586
|  | 651.0417 | 0.16799
|  | 651.2682 | 0.16595
|  | 651.4948 | 0.16198
|  | 651.7214 | 0.16332
|  | 651.9479 | 0.16311
|  | 652.1744 | 0.16416
|  | 652.4011 | 0.16477
|  | 652.6276 | 0.16544
|  | 652.8542 | 0.16362
|  | 653.0808 | 0.16177
|  | 653.3074 | 0.16171
|  | 653.5341 | 0.16161
|  | 653.7607 | 0.16164
|  | 653.9873 | 0.16004
|  | 654.2139 | 0.15839
|  | 654.4406 | 0.15638
|  | 654.6673 | 0.15966
|  | 654.8939 | 0.15614
|  | 655.1206 | 0.15682
|  | 655.3474 | 0.15194
|  | 655.574 | 0.15599
|  | 655.8007 | 0.15396
|  | 656.0275 | 0.15295
|  | 656.2542 | 0.15264
|  | 656.4809 | 0.14945
|  | 656.7076 | 0.14998
|  | 656.9344 | 0.14967
|  | 657.1612 | 0.14662
|  | 657.3879 | 0.14633
|  | 657.6147 | 0.14539
|  | 657.8416 | 0.14443
|  | 658.0684 | 0.14418
|  | 658.2952 | 0.14436
|  | 658.522 | 0.13949
|  | 658.7488 | 0.13928
|  | 658.9756 | 0.14174
|  | 659.2025 | 0.14078
|  | 659.4294 | 0.13876
|  | 659.6562 | 0.13628
|  | 659.8831 | 0.13621
|  | 660.11 | 0.13847
|  | 660.3369 | 0.13509
|  | 660.5638 | 0.13544
|  | 660.7907 | 0.13293
|  | 661.0176 | 0.13211
|  | 661.2446 | 0.13074
|  | 661.4715 | 0.13406
|  | 661.6984 | 0.1307
|  | 661.9254 | 0.13016
|  | 662.1523 | 0.12953
|  | 662.3793 | 0.13072
|  | 662.6063 | 0.12826
|  | 662.8333 | 0.12759
|  | 663.0603 | 0.12684
|  | 663.2874 | 0.12833
|  | 663.5143 | 0.12582
|  | 663.7414 | 0.12721
|  | 663.9684 | 0.1261
|  | 664.1955 | 0.12512
|  | 664.4225 | 0.12283
|  | 664.6496 | 0.12528
|  | 664.8766 | 0.12135
|  | 665.1038 | 0.124
|  | 665.3309 | 0.1205
|  | 665.558 | 0.12197
|  | 665.7851 | 0.12015
|  | 666.0122 | 0.11901
|  | 666.2393 | 0.11703
|  | 666.4665 | 0.1186
|  | 666.6936 | 0.1176
|  | 666.9208 | 0.11738
|  | 667.1479 | 0.11463
|  | 667.3751 | 0.11646
|  | 667.6023 | 0.11401
|  | 667.8295 | 0.11568
|  | 668.0567 | 0.11283
|  | 668.2839 | 0.11397
|  | 668.5111 | 0.11168
|  | 668.7383 | 0.1121
|  | 668.9656 | 0.11185
|  | 669.1929 | 0.10938
|  | 669.4201 | 0.10942
|  | 669.6473 | 0.10951
|  | 669.8746 | 0.10872
|  | 670.1019 | 0.10938
|  | 670.3292 | 0.10636
|  | 670.5565 | 0.10893
|  | 670.7838 | 0.10781
|  | 671.0112 | 0.10554
|  | 671.2385 | 0.10513
|  | 671.4658 | 0.1053
|  | 671.6932 | 0.10285
|  | 671.9205 | 0.10303
|  | 672.1479 | 0.10148
|  | 672.3752 | 0.10436
|  | 672.6027 | 0.10182
|  | 672.83 | 0.10273
|  | 673.0574 | 0.099956
|  | 673.2849 | 0.10087
|  | 673.5123 | 0.098596
|  | 673.7397 | 0.099459
|  | 673.9672 | 0.098002
|  | 674.1946 | 0.098229
|  | 674.4221 | 0.096951
|  | 674.6495 | 0.098776
|  | 674.877 | 0.095041
|  | 675.1045 | 0.096303
|  | 675.332 | 0.094942
|  | 675.5594 | 0.094246
|  | 675.787 | 0.092186
|  | 676.0145 | 0.09318
|  | 676.242 | 0.092527
|  | 676.4695 | 0.093066
|  | 676.6971 | 0.091097
|  | 676.9246 | 0.090268
|  | 677.1522 | 0.090335
|  | 677.3798 | 0.090753
|  | 677.6074 | 0.088061
|  | 677.835 | 0.090079
|  | 678.0626 | 0.088231
|  | 678.2902 | 0.089931
|  | 678.5178 | 0.086314
|  | 678.7454 | 0.088593
|  | 678.973 | 0.086311
|  | 679.2007 | 0.086418
|  | 679.4283 | 0.085217
|  | 679.656 | 0.08672
|  | 679.8837 | 0.084292
|  | 680.1113 | 0.083845
|  | 680.3391 | 0.082651
|  | 680.5667 | 0.0843
|  | 680.7944 | 0.080914
|  | 681.0222 | 0.081905
|  | 681.2499 | 0.080206
|  | 681.4776 | 0.08144
|  | 681.7053 | 0.080921
|  | 681.9331 | 0.079444
|  | 682.1608 | 0.079176
|  | 682.3886 | 0.079947
|  | 682.6164 | 0.078386
|  | 682.8442 | 0.078616
|  | 683.072 | 0.076203
|  | 683.2998 | 0.07734
|  | 683.5276 | 0.07563
|  | 683.7554 | 0.075079
|  | 683.9832 | 0.074154
|  | 684.2111 | 0.076342
|  | 684.4389 | 0.07491
|  | 684.6668 | 0.075061
|  | 684.8947 | 0.073169
|  | 685.1226 | 0.073682
|  | 685.3504 | 0.074273
|  | 685.5783 | 0.072543
|  | 685.8062 | 0.071892
|  | 686.0341 | 0.072084
|  | 686.262 | 0.070613
|  | 686.49 | 0.070734
|  | 686.7179 | 0.068979
|  | 686.9459 | 0.071297
|  | 687.1738 | 0.068916
|  | 687.4017 | 0.068721
|  | 687.6298 | 0.067333
|  | 687.8577 | 0.069092
|  | 688.0857 | 0.066676
|  | 688.3137 | 0.067251
|  | 688.5417 | 0.066226
|  | 688.7697 | 0.06477
|  | 688.9977 | 0.064429
|  | 689.2258 | 0.065488
|  | 689.4538 | 0.064121
|  | 689.6819 | 0.065831
|  | 689.9099 | 0.063341
|  | 690.138 | 0.062653
|  | 690.3661 | 0.062566
|  | 690.5942 | 0.06146
|  | 690.8223 | 0.061058
|  | 691.0504 | 0.061059
|  | 691.2785 | 0.061767
|  | 691.5066 | 0.059813
|  | 691.7347 | 0.062517
|  | 691.9629 | 0.057903
|  | 692.191 | 0.059962
|  | 692.4192 | 0.058496
|  | 692.6473 | 0.059893
|  | 692.8755 | 0.05851
|  | 693.1037 | 0.059177
|  | 693.3319 | 0.057421
|  | 693.5601 | 0.057529
|  | 693.7883 | 0.057005
|  | 694.0165 | 0.057925
|  | 694.2448 | 0.056849
|  | 694.473 | 0.056475
|  | 694.7012 | 0.055515
|  | 694.9295 | 0.05655
|  | 695.1577 | 0.05502
|  | 695.386 | 0.056673
|  | 695.6143 | 0.053395
|  | 695.8426 | 0.0554
|  | 696.0709 | 0.054213
|  | 696.2992 | 0.055495
|  | 696.5275 | 0.053219
|  | 696.7558 | 0.053697
|  | 696.9841 | 0.052316
|  | 697.2125 | 0.051703
|  | 697.4409 | 0.050019
|  | 697.6692 | 0.051055
|  | 697.8976 | 0.051758
|  | 698.126 | 0.05265
|  | 698.3543 | 0.050888
|  | 698.5827 | 0.050412
|  | 698.8111 | 0.048977
|  | 699.0396 | 0.049546
|  | 699.2679 | 0.04889
|  | 699.4964 | 0.049421
|  | 699.7248 | 0.04831
|  | 699.9532 | 0.048808
|  | 700.1817 | 0.04839
|  | 700.4102 | 0.048168
|  | 700.6387 | 0.046183
|  | 700.8671 | 0.048134
|  | 701.0956 | 0.046207
|  | 701.3241 | 0.046257
|  | 701.5526 | 0.046282
|  | 701.7811 | 0.045701
|  | 702.0096 | 0.045748
|  | 702.2382 | 0.046876
|  | 702.4667 | 0.045173
|  | 702.6953 | 0.044834
|  | 702.9238 | 0.044139
|  | 703.1524 | 0.046109
|  | 703.381 | 0.043063
|  | 703.6096 | 0.044358
|  | 703.8381 | 0.043866
|  | 704.0668 | 0.043228
|  | 704.2953 | 0.042904
|  | 704.524 | 0.042631
|  | 704.7526 | 0.041165
|  | 704.9813 | 0.042414
|  | 705.2099 | 0.042748
|  | 705.4385 | 0.042753
|  | 705.6672 | 0.041677
|  | 705.8959 | 0.04188
|  | 706.1246 | 0.04092
|  | 706.3533 | 0.040906
|  | 706.582 | 0.040794
|  | 706.8107 | 0.040389
|  | 707.0394 | 0.038725
|  | 707.2681 | 0.03959
|  | 707.4968 | 0.039172
|  | 707.7256 | 0.039294
|  | 707.9543 | 0.038321
|  | 708.183 | 0.038541
|  | 708.4118 | 0.037869
|  | 708.6406 | 0.037991
|  | 708.8694 | 0.037188
|  | 709.0982 | 0.03841
|  | 709.327 | 0.037507
|  | 709.5558 | 0.037591
|  | 709.7846 | 0.037452
|  | 710.0134 | 0.037392
|  | 710.2422 | 0.036822
|  | 710.4711 | 0.036066
|  | 710.7 | 0.036419
|  | 710.9288 | 0.037269
|  | 711.1577 | 0.036207
|  | 711.3865 | 0.036024
|  | 711.6154 | 0.035146
|  | 711.8444 | 0.034574
|  | 712.0732 | 0.034382
|  | 712.3021 | 0.034427
|  | 712.5311 | 0.034547
|  | 712.76 | 0.034379
|  | 712.989 | 0.034859
|  | 713.2179 | 0.033435
|  | 713.4468 | 0.033409
|  | 713.6758 | 0.03393
|  | 713.9048 | 0.0339
|  | 714.1337 | 0.033365
|  | 714.3627 | 0.031771
|  | 714.5917 | 0.032569
|  | 714.8207 | 0.031849
|  | 715.0497 | 0.032969
|  | 715.2787 | 0.032352
|  | 715.5078 | 0.032605
|  | 715.7368 | 0.031105
|  | 715.9659 | 0.032786
|  | 716.1949 | 0.030698
|  | 716.424 | 0.03154
|  | 716.6531 | 0.030421
|  | 716.8821 | 0.030489
|  | 717.1113 | 0.029214
|  | 717.3403 | 0.032075
|  | 717.5695 | 0.031675
|  | 717.7986 | 0.03158
|  | 718.0277 | 0.028672
|  | 718.2568 | 0.030247
|  | 718.486 | 0.028358
|  | 718.7151 | 0.030008
|  | 718.9443 | 0.02764
|  | 719.1735 | 0.029837
|  | 719.4026 | 0.027002
|  | 719.6318 | 0.028818
|  | 719.861 | 0.028444
|  | 720.0902 | 0.029078
|  | 720.3194 | 0.027801
|  | 720.5486 | 0.028264
|  | 720.7779 | 0.026933
|  | 721.0071 | 0.029501
|  | 721.2363 | 0.027155
|  | 721.4656 | 0.028513
|  | 721.6948 | 0.026308
|  | 721.9241 | 0.026177
|  | 722.1534 | 0.025072
|  | 722.3827 | 0.027086
|  | 722.612 | 0.026337
|  | 722.8413 | 0.026681
|  | 723.0706 | 0.026379
|  | 723.2999 | 0.026309
|  | 723.5292 | 0.025158
|  | 723.7586 | 0.026286
|  | 723.9879 | 0.025126
|  | 724.2173 | 0.026778
|  | 724.4467 | 0.024519
|  | 724.676 | 0.025295
|  | 724.9054 | 0.024774
|  | 725.1348 | 0.024844
|  | 725.3641 | 0.023415
|  | 725.5936 | 0.027044
|  | 725.823 | 0.023427
|  | 726.0524 | 0.023795
|  | 726.2819 | 0.024145
|  | 726.5113 | 0.024221
|  | 726.7407 | 0.024341
|  | 726.9702 | 0.025587
|  | 727.1996 | 0.023484
|  | 727.4291 | 0.023833
|  | 727.6586 | 0.022693
|  | 727.8881 | 0.023942
|  | 728.1176 | 0.022202
|  | 728.347 | 0.022662
|  | 728.5766 | 0.021688
|  | 728.8061 | 0.023322
|  | 729.0356 | 0.023062
|  | 729.2652 | 0.023061
|  | 729.4947 | 0.021648
|  | 729.7242 | 0.022611
|  | 729.9539 | 0.022168
|  | 730.1834 | 0.023346
|  | 730.413 | 0.02143
|  | 730.6426 | 0.022155
|  | 730.8722 | 0.020857
|  | 731.1017 | 0.022598
|  | 731.3314 | 0.020853
|  | 731.561 | 0.021196
|  | 731.7906 | 0.020819
|  | 732.0203 | 0.022402
|  | 732.2499 | 0.019747
|  | 732.4796 | 0.021037
|  | 732.7092 | 0.019996
|  | 732.9389 | 0.020724
|  | 733.1686 | 0.019927
|  | 733.3983 | 0.020472
|  | 733.628 | 0.020302
|  | 733.8577 | 0.020467
|  | 734.0874 | 0.018921
|  | 734.3171 | 0.019339
|  | 734.5469 | 0.018204
|  | 734.7766 | 0.020027
|  | 735.0063 | 0.017899
|  | 735.2361 | 0.019641
|  | 735.4659 | 0.018312
|  | 735.6956 | 0.018418
|  | 735.9254 | 0.018688
|  | 736.1552 | 0.018528
|  | 736.385 | 0.017257
|  | 736.6148 | 0.019132
|  | 736.8446 | 0.01771
|  | 737.0744 | 0.01969
|  | 737.3043 | 0.01758
|  | 737.5341 | 0.0191
|  | 737.7639 | 0.01717
|  | 737.9938 | 0.01846
|  | 738.2236 | 0.016537
|  | 738.4536 | 0.018169
|  | 738.6834 | 0.018115
|  | 738.9133 | 0.017659
|  | 739.1432 | 0.016327
|  | 739.3731 | 0.016857
|  | 739.603 | 0.015702
|  | 739.8329 | 0.017496
|  | 740.0629 | 0.016234
|  | 740.2928 | 0.016308
|  | 740.5228 | 0.015486
|  | 740.7527 | 0.016532
|  | 740.9827 | 0.016332
|  | 741.2126 | 0.016837
|  | 741.4426 | 0.017515
|  | 741.6726 | 0.01612
|  | 741.9026 | 0.016673
|  | 742.1326 | 0.016553
|  | 742.3626 | 0.014732
|  | 742.5927 | 0.015289
|  | 742.8226 | 0.014209
|  | 743.0527 | 0.015089
|  | 743.2827 | 0.015167
|  | 743.5128 | 0.016676
|  | 743.7429 | 0.015025
|  | 743.9729 | 0.015962
|  | 744.203 | 0.015058
|  | 744.4331 | 0.016877
|  | 744.6631 | 0.014876
|  | 744.8932 | 0.014653
|  | 745.1234 | 0.012525
|  | 745.3535 | 0.014848
|  | 745.5836 | 0.014634
|  | 745.8138 | 0.014632
|  | 746.0439 | 0.013807
|  | 746.274 | 0.014794
|  | 746.5042 | 0.013291
|  | 746.7344 | 0.014644
|  | 746.9645 | 0.013554
|  | 747.1948 | 0.014162
|  | 747.4249 | 0.013583
|  | 747.6552 | 0.014259
|  | 747.8853 | 0.012258
|  | 748.1155 | 0.014461
|  | 748.3458 | 0.014256
|  | 748.576 | 0.013862
|  | 748.8063 | 0.013202
|  | 749.0365 | 0.01392
|  | 749.2668 | 0.012785
|  | 749.497 | 0.012139
|  | 749.7273 | 0.013691
|  | 749.9576 | 0.012047
|  | 750.1879 | 0.012525
|  | 750.4182 | 0.013028
|  | 750.6485 | 0.013141
|  | 750.8788 | 0.011714
|  | 751.1091 | 0.012858
|  | 751.3395 | 0.011882
|  | 751.5698 | 0.013163
|  | 751.8001 | 0.011995
|  | 752.0305 | 0.012313
|  | 752.2609 | 0.012395
|  | 752.4912 | 0.012726
|  | 752.7216 | 0.011287
|  | 752.952 | 0.01064
|  | 753.1824 | 0.013461
|  | 753.4128 | 0.011088
|  | 753.6432 | 0.011323
|  | 753.8736 | 0.012476
|  | 754.1041 | 0.011404
|  | 754.3345 | 0.013058
|  | 754.5649 | 0.011884
|  | 754.7954 | 0.012277
|  | 755.0258 | 0.010881
|  | 755.2563 | 0.011669
|  | 755.4868 | 0.011155
|  | 755.7173 | 0.011069
|  | 755.9478 | 0.010738
|  | 756.1783 | 0.011223
|  | 756.4088 | 0.010446
|  | 756.6393 | 0.011243
|  | 756.8698 | 0.0099837
|  | 757.1003 | 0.010408
|  | 757.3309 | 0.0094546
|  | 757.5615 | 0.011072
|  | 757.792 | 0.011385
|  | 758.0226 | 0.01101
|  | 758.2532 | 0.010286
|  | 758.4837 | 0.010677
|  | 758.7143 | 0.0091283
|  | 758.9449 | 0.010349
|  | 759.1755 | 0.0099916
|  | 759.4061 | 0.009263
|  | 759.6368 | 0.010126
|  | 759.8674 | 0.011702
|  | 760.098 | 0.0094323
|  | 760.3287 | 0.0098037
|  | 760.5593 | 0.0089056
|  | 760.79 | 0.0099106
|  | 761.0206 | 0.0090544
|  | 761.2513 | 0.0099885
|  | 761.482 | 0.0082599
|  | 761.7127 | 0.010368
|  | 761.9434 | 0.0091568
|  | 762.1741 | 0.01052
|  | 762.4048 | 0.0089821
|  | 762.6356 | 0.009749
|  | 762.8663 | 0.0094537
|  | 763.097 | 0.01002
|  | 763.3278 | 0.0098474
|  | 763.5585 | 0.010147
|  | 763.7893 | 0.0077296
|  | 764.0201 | 0.009371
|  | 764.2509 | 0.0073564
|  | 764.4817 | 0.0099891
|  | 764.7125 | 0.010431
|  | 764.9433 | 0.0086249
|  | 765.1741 | 0.0084788
|  | 765.4049 | 0.0092879
|  | 765.6357 | 0.0084191
|  | 765.8666 | 0.0089743
|  | 766.0974 | 0.008594
|  | 766.3283 | 0.0086283
|  | 766.5591 | 0.0086959
|  | 766.79 | 0.010537
|  | 767.0209 | 0.006582
|  | 767.2518 | 0.0072037
|  | 767.4827 | 0.0082817
|  | 767.7136 | 0.0085119
|  | 767.9445 | 0.0078427
|  | 768.1754 | 0.0077598
|  | 768.4063 | 0.0078045
|  | 768.6373 | 0.0090803
|  | 768.8682 | 0.0077529
|  | 769.0992 | 0.0090338
|  | 769.3301 | 0.0081565
|  | 769.5611 | 0.0079417
|  | 769.7921 | 0.0080463
|  | 770.023 | 0.009325
|  | 770.254 | 0.0080595
|  | 770.485 | 0.0065255
|  | 770.716 | 0.0071379
|  | 770.947 | 0.0090209
|  | 771.178 | 0.0072362
|  | 771.4091 | 0.0094289
|  | 771.6401 | 0.0066871
|  | 771.8712 | 0.0091179
|  | 772.1022 | 0.006611
|  | 772.3333 | 0.0074508
|  | 772.5643 | 0.0054826
|  | 772.7954 | 0.0070717
|  | 773.0266 | 0.0075664
|  | 773.2576 | 0.0069249
|  | 773.4887 | 0.0069948
|  | 773.7198 | 0.0069543
|  | 773.9509 | 0.0072022
|  | 774.1821 | 0.0062903
|  | 774.4132 | 0.0077241
|  | 774.6443 | 0.0070454
|  | 774.8755 | 0.0065012
|  | 775.1066 | 0.0078362
|  | 775.3378 | 0.006662
|  | 775.569 | 0.0080313
|  | 775.8002 | 0.0076294
|  | 776.0314 | 0.0096867
|  | 776.2625 | 0.0066539
|  | 776.4937 | 0.0081746
|  | 776.725 | 0.0066141
|  | 776.9562 | 0.0079939
|  | 777.1874 | 0.006988
|  | 777.4186 | 0.0068038
|  | 777.6499 | 0.005862
|  | 777.8811 | 0.005899
|  | 778.1124 | 0.0078585
|  | 778.3436 | 0.0083195
|  | 778.5749 | 0.0057621
|  | 778.8062 | 0.0076344
|  | 779.0375 | 0.0061388
|  | 779.2688 | 0.0082817
|  | 779.5001 | 0.0067761
|  | 779.7314 | 0.0074509
|  | 779.9627 | 0.0065506
|  | 780.194 | 0.0069279
|  | 780.4254 | 0.0066401
|  | 780.6567 | 0.0075883
|  | 780.8881 | 0.0041783
|  | 781.1194 | 0.0061014
|  | 781.3508 | 0.0068848
|  | 781.5822 | 0.0067703
|  | 781.8136 | 0.0051487
|  | 782.045 | 0.0050558
|  | 782.2764 | 0.0063319
|  | 782.5078 | 0.006349
|  | 782.7392 | 0.0068445
|  | 782.9706 | 0.0069426
|  | 783.202 | 0.005461
|  | 783.4335 | 0.0062077
|  | 783.6649 | 0.0062917
|  | 783.8964 | 0.0074297
|  | 784.1278 | 0.0050921
|  | 784.3593 | 0.0076191
|  | 784.5908 | 0.0056162
|  | 784.8223 | 0.0069982
|  | 785.0538 | 0.0061174
|  | 785.2853 | 0.0062891
|  | 785.5168 | 0.0056975
|  | 785.7483 | 0.0072063
|  | 785.9798 | 0.0052295
|  | 786.2113 | 0.0063639
|  | 786.4429 | 0.0054269
|  | 786.6744 | 0.0070109
|  | 786.9059 | 0.0056673
|  | 787.1375 | 0.005481
|  | 787.3691 | 0.0044539
|  | 787.6007 | 0.0059227
|  | 787.8323 | 0.0045015
|  | 788.0638 | 0.0052696
|  | 788.2955 | 0.0041403
|  | 788.5271 | 0.0063655
|  | 788.7587 | 0.0045284
|  | 788.9903 | 0.0070633
|  | 789.2219 | 0.0047463
|  | 789.4536 | 0.0056964
|  | 789.6852 | 0.0048194
|  | 789.9169 | 0.0052592
|  | 790.1486 | 0.0058546
|  | 790.3802 | 0.0072721
|  | 790.6119 | 0.0053792
|  | 790.8436 | 0.0058859
|  | 791.0753 | 0.0054562
|  | 791.307 | 0.0068148
|  | 791.5387 | 0.004587
|  | 791.7704 | 0.0059961
|  | 792.0021 | 0.0039147
|  | 792.2339 | 0.007421
|  | 792.4656 | 0.0042361
|  | 792.6973 | 0.005717
|  | 792.9291 | 0.004356
|  | 793.1609 | 0.0045565
|  | 793.3926 | 0.0042223
|  | 793.6244 | 0.0049868
|  | 793.8562 | 0.0043068
|  | 794.088 | 0.0062525
|  | 794.3198 | 0.0041959
|  | 794.5516 | 0.0059512
|  | 794.7834 | 0.0053457
|  | 795.0153 | 0.0055543
|  | 795.2471 | 0.0039443
|  | 795.4789 | 0.0064807
|  | 795.7108 | 0.0047067
|  | 795.9426 | 0.0049475
|  | 796.1745 | 0.0032848
|  | 796.4064 | 0.0048701
|  | 796.6382 | 0.0048168
|  | 796.8701 | 0.0052001
|  | 797.102 | 0.0034145
|  | 797.3339 | 0.0049518
|  | 797.5658 | 0.0032199
|  | 797.7977 | 0.0058918
|  | 798.0297 | 0.0049657
|  | 798.2616 | 0.0045233
|  | 798.4935 | 0.0029792
|  | 798.7255 | 0.0054277
|  | 798.9574 | 0.0049749
|  | 799.1894 | 0.0043286
|  | 799.4213 | 0.0049204
|  | 799.6533 | 0.0055611
|  | 799.8853 | 0.003358
|  | 800.1173 | 0.0038782
|  | 800.3493 | 0.0043631
|  | 800.5813 | 0.0036766
|  | 800.8134 | 0.0045301
|  | 801.0453 | 0.0058973
|  | 801.2774 | 0.0042521
|  | 801.5094 | 0.0054856
|  | 801.7415 | 0.0038572
|  | 801.9735 | 0.0039143
|  | 802.2056 | 0.0047761
|  | 802.4376 | 0.0058161
|  | 802.6697 | 0.0030265
|  | 802.9018 | 0.0053168
|  | 803.1339 | 0.0038248
|  | 803.366 | 0.0052062
|  | 803.5981 | 0.0038466
|  | 803.8302 | 0.0047396
|  | 804.0623 | 0.0028871
|  | 804.2945 | 0.0051422
|  | 804.5266 | 0.0032391
|  | 804.7587 | 0.0051484
|  | 804.9909 | 0.0037135
|  | 805.2231 | 0.0050182
|  | 805.4552 | 0.0034918
|  | 805.6874 | 0.004624
|  | 805.9196 | 0.0038551
|  | 806.1518 | 0.0038366
|  | 806.384 | 0.0015108
|  | 806.6161 | 0.0063101
|  | 806.8484 | 0.0036355
|  | 807.0806 | 0.0048893
|  | 807.3128 | 0.0032786
|  | 807.545 | 0.0034312
|  | 807.7773 | 0.0036707
|  | 808.0096 | 0.0043262
|  | 808.2418 | 0.0044016
|  | 808.4741 | 0.0034679
|  | 808.7064 | 0.0056543
|  | 808.9387 | 0.0038678
|  | 809.1709 | 0.0032098
|  | 809.4032 | 0.003435
|  | 809.6355 | 0.0053118
|  | 809.8678 | 0.0037587
|  | 810.1002 | 0.0050776
|  | 810.3325 | 0.00203
|  | 810.5648 | 0.0041269
|  | 810.7971 | 0.0034852
|  | 811.0295 | 0.0049663
|  | 811.2618 | 0.0016255
|  | 811.4942 | 0.0042694
|  | 811.7266 | 0.0038924
|  | 811.9589 | 0.0047031
|  | 812.1913 | 0.0028828
|  | 812.4237 | 0.0046053
|  | 812.6561 | 0.002308
|  | 812.8885 | 0.0029062
|  | 813.121 | 0.0023982
|  | 813.3534 | 0.0019029
|  | 813.5858 | 0.0029182
|  | 813.8182 | 0.003824
|  | 814.0507 | 0.0025848
|  | 814.2831 | 0.0029822
|  | 814.5156 | 0.0024272
|  | 814.748 | 0.0033857
|  | 814.9805 | 0.0038979
|  | 815.213 | 0.0033374
|  | 815.4455 | 0.0021829
|  | 815.678 | 0.0029692
|  | 815.9105 | 0.0034711
|  | 816.143 | 0.0038479
|  | 816.3755 | 0.00074775
|  | 816.608 | 0.0032519
|  | 816.8406 | 0.0024461
|  | 817.0731 | 0.0052324
|  | 817.3057 | 0.0033733
|  | 817.5383 | 0.0045775
|  | 817.7708 | 0.0022713
|  | 818.0034 | 0.0056864
|  | 818.236 | 0.003146
|  | 818.4686 | 0.0030817
|  | 818.7011 | 0.004656
|  | 818.9337 | 0.0033899
|  | 819.1663 | 0.0024988
|  | 819.399 | 0.0035041
|  | 819.6316 | 0.0027667
|  | 819.8642 | 0.0035962
|  | 820.0969 | 0.0024275
|  | 820.3295 | 0.0046078
|  | 820.5621 | 0.0036378
|  | 820.7948 | 0.0049857
|  | 821.0275 | 0.0021898
|  | 821.2601 | 0.004809
|  | 821.4928 | 0.0038071
|  | 821.7255 | 0.0048065
|  | 821.9582 | 0.0037491
|  | 822.1909 | 0.0034479
|  | 822.4236 | 0.0032825
|  | 822.6564 | 0.0043344
|  | 822.8891 | 0.0011208
|  | 823.1218 | 0.0048519
|  | 823.3546 | 0.0036105
|  | 823.5873 | 0.0047759
|  | 823.8201 | 0.0015558
|  | 824.0528 | 0.0047845
|  | 824.2856 | 0.0017149
|  | 824.5184 | 0.0039468
|  | 824.7512 | 0.0013114
|  | 824.9839 | 0.0033314
|  | 825.2167 | 0.0051068
|  | 825.4495 | 0.0047342
|  | 825.6824 | 0.0030675
|  | 825.9152 | 0.0036486
|  | 826.148 | 0.0040619
|  | 826.3809 | 0.0049763
|  | 826.6137 | 0.0024352
|  | 826.8466 | 0.0054521
|  | 827.0794 | 0.0022084
|  | 827.3123 | 0.0046339
|  | 827.5452 | 0.0023079
|  | 827.778 | 0.0041486
|  | 828.0109 | 0.0018846
|  | 828.2438 | 0.0055963
|  | 828.4767 | 0.0025562
|  | 828.7096 | 0.004387
|  | 828.9425 | 0.0029877
|  | 829.1755 | 0.0015129
|  | 829.4084 | 0.0032344
|  | 829.6413 | 0.004767
|  | 829.8743 | 0.0023052
|  | 830.1072 | 0.0044403
|  | 830.3402 | 0.0018145
|  | 830.5732 | 0.0033303
|  | 830.8062 | 0.0022321
|  | 831.0391 | 0.0037664
|  | 831.2721 | 0.0031098
|  | 831.5051 | 0.0026834
|  | 831.7381 | 0.0040011
|  | 831.9711 | 0.0025519
|  | 832.2042 | 0.00088757
|  | 832.4371 | 0.0025783
|  | 832.6702 | 0.0012725
|  | 832.9033 | 0.0045401
|  | 833.1363 | 0.0010928
|  | 833.3693 | 0.0040152
|  | 833.6024 | 0.0026484
|  | 833.8354 | 0.0038672
|  | 834.0685 | 0.0016183
|  | 834.3016 | 0.003587
|  | 834.5347 | 0.0038902
|  | 834.7678 | 0.0048571
|  | 835.0009 | 0.0040755
|  | 835.234 | 0.0043385
|  | 835.4672 | 0.0029075
|  | 835.7003 | 0.005926
|  | 835.9334 | 0.0016239
|  | 836.1666 | 0.0030772
|  | 836.3997 | 0.0026287
|  | 836.6329 | 0.0036781
|  | 836.866 | 0.0025191
|  | 837.0992 | 0.0044338
|  | 837.3324 | 0.0025222
|  | 837.5656 | 0.004164
|  | 837.7988 | 0.0022762
|  | 838.032 | 0.0037321
|  | 838.2651 | 0.0025036
|  | 838.4984 | 0.0037625
|  | 838.7316 | 0.0015327
|  | 838.9648 | 0.0048301
|  | 839.1981 | 0.0031718
|  | 839.4313 | 0.0045091
|  | 839.6646 | 0.0037064
|  | 839.8978 | 0.0049935
|  | 840.1311 | 0.0035196
|  | 840.3644 | 0.0028497
|  | 840.5977 | 0.0013023
|  | 840.8309 | 0.0028732
|  | 841.0642 | 0.0027312
|  | 841.2975 | 0.0033926
|  | 841.5308 | 0.00017265
|  | 841.7641 | 0.0042868
|  | 841.9974 | 0.0026832
|  | 842.2308 | 0.0041993
|  | 842.4641 | 0.0011013
|  | 842.6974 | 0.0053654
|  | 842.9308 | 0.002995
|  | 843.1642 | 0.0033542
|  | 843.3975 | 0.0024635
|  | 843.6309 | 0.0038874
|  | 843.8643 | 0.0018555
|  | 844.0977 | 0.0055486
|  | 844.3311 | 0.0030671
|  | 844.5645 | 0.0024924
|  | 844.7979 | 0.00065564
|  | 845.0313 | 0.0040542
|  | 845.2647 | 0.0016343
|  | 845.4981 | 0.0038588
|  | 845.7316 | 0.0020003
|  | 845.965 | 0.0059325
|  | 846.1985 | 0.0038608
|  | 846.4319 | 0.0060875
|  | 846.6654 | 0.00029489
|  | 846.8989 | 0.0039587
|  | 847.1323 | 0.0036114
|  | 847.3658 | 0.003025
|  | 847.5993 | 0.0022648
|  | 847.8328 | 0.0017244
|  | 848.0663 | -6.1318e-05
|  | 848.2999 | 0.0038917
|  | 848.5334 | 0.002811
|  | 848.7669 | 0.0067861
|  | 849.0004 | 0.0035919
|  | 849.2339 | 0.0043416
|  | 849.4675 | 0.0017611
|  | 849.701 | 0.0044726
|  | 849.9346 | 0.0030558
|  | 850.1682 | 0.0043284
|  | 850.4018 | 0.0017122
|  | 850.6354 | 0.0029733
|  | 850.869 | 0.003861
|  | 851.1025 | 0.0031841
|  | 851.3362 | 0.0039976
|  | 851.5698 | 0.0048925
|  | 851.8034 | 0.0051151
|  | 852.037 | 0.0064369
|  | 852.2707 | 0.0022251
|  | 852.5043 | 0.0049297
|  | 852.738 | -0.00013471
|  | 852.9716 | 0.007969
|  | 853.2053 | 0.0029427
|  | 853.439 | 0.0045619
|  | 853.6726 | 0.004214
|  | 853.9063 | 0.0033203
|  | 854.14 | 0.0039008
|  | 854.3737 | 0.0041303
|  | 854.6074 | 0.0011202
|  | 854.8411 | 0.0050582
|  | 855.0748 | 0.0019229
|  | 855.3085 | 0.0048876
|  | 855.5423 | 0.0020894
|  | 855.776 | 0.0041877
|  | 856.0098 | 0.0015176
|  | 856.2435 | 0.0052299
|  | 856.4773 | 0.0013146
|  | 856.7111 | 0.0030019
|  | 856.9448 | 0.0014235
|  | 857.1786 | 0.0039717
|  | 857.4124 | 0.0021581
|  | 857.6462 | 0.00351
|  | 857.88 | 0.0032703
|  | 858.1138 | 0.0030621
|  | 858.3477 | 0.00094425
|  | 858.5814 | 0.0035856
|  | 858.8153 | 0.0039249
|  | 859.0491 | 0.005167
|  | 859.283 | -0.00080185
|  | 859.5168 | 0.0048122
|  | 859.7507 | 0.0017088
|  | 859.9846 | 0.0053378
|  | 860.2184 | 0.0033218
|  | 860.4523 | 0.0042888
|  | 860.6862 | 0.0019988
|  | 860.92 | 0.0028424
|  | 861.154 | 0.00032074
|  | 861.3879 | 0.0034338
|  | 861.6218 | 0.0050938
|  | 861.8557 | 0.0060541
|  | 862.0897 | 0.0010616
|  | 862.3236 | 0.0037348
|  | 862.5575 | 0.003089
|  | 862.7914 | 0.004162
|  | 863.0255 | 0.0024518
|  | 863.2594 | 0.0044957
|  | 863.4933 | 0.0019567
|  | 863.7274 | 0.0045837
|  | 863.9613 | 0.0019268
|  | 864.1953 | 0.0047626
|  | 864.4293 | 0.0019377
|  | 864.6633 | 0.0032569
|  | 864.8973 | 0.0039107
|  | 865.1313 | 0.0054675
|  | 865.3654 | 0.00075388
|  | 865.5994 | 0.0043728
|  | 865.8334 | 0.0024281
|  | 866.0675 | 0.0031462
|  | 866.3015 | 0.002163
|  | 866.5356 | 0.0049326
|  | 866.7697 | 0.0026289
|  | 867.0037 | 0.00567
|  | 867.2379 | 0.0033623
|  | 867.4719 | 0.0053637
|  | 867.706 | 0.0016889
|  | 867.9401 | 0.0029905
|  | 868.1742 | 0.004601
|  | 868.4083 | 0.00063738
|  | 868.6425 | 0.005872
|  | 868.8766 | 0.0032458
|  | 869.1107 | 0.0059324
|  | 869.3448 | 0.0030092
|  | 869.579 | 0.004036
|  | 869.8132 | 0.0023906
|  | 870.0473 | 0.0040713
|  | 870.2815 | 0.0046508
|  | 870.5157 | 0.007531
|  | 870.7499 | 0.0010899
|  | 870.9841 | 0.0046341
|  | 871.2183 | 0.0020501
|  | 871.4525 | 0.0063298
|  | 871.6866 | -0.0013447
|  | 871.9209 | 0.0029886
|  | 872.1551 | -0.0002959
|  | 872.3893 | 0.0052643
|  | 872.6236 | 0.00023639
|  | 872.8578 | 0.0050892
|  | 873.0921 | 0.00246
|  | 873.3264 | 0.0040837
|  | 873.5606 | 0.00075221
|  | 873.7949 | 0.0071108
|  | 874.0292 | 0.0026774
|  | 874.2634 | 0.0049913
|  | 874.4977 | 0.0039207
|  | 874.7321 | 0.0044492
|  | 874.9663 | 0.0036998
|  | 875.2006 | 0.0030787
|  | 875.435 | -0.00022445
|  | 875.6693 | 0.0016409
|  | 875.9036 | 0.0019978
|  | 876.138 | 0.0062796
|  | 876.3723 | 0.0031077
|  | 876.6067 | 0.0053555
|  | 876.8411 | 0.0018088
|  | 877.0754 | 0.0057071
|  | 877.3098 | 0.00091647
|  | 877.5442 | 0.003734
|  | 877.7786 | 0.0048944
|  | 878.0129 | 0.0027394
|  | 878.2473 | 0.0001507
|  | 878.4818 | 0.0047553
|  | 878.7162 | -0.00031951
|  | 878.9506 | 0.0044137
|  | 879.185 | 0.00054052
|  | 879.4194 | 0.004304
|  | 879.6539 | 0.0009777
|  | 879.8884 | 0.0062146
|  | 880.1228 | 0.0036658
|  | 880.3572 | 0.0040494
|  | 880.5917 | 0.0043574
|  | 880.8262 | 0.0037475
|  | 881.0607 | 0.0037288
|  | 881.2952 | 0.0045658
|  | 881.5297 | 0.0044195
|  | 881.7642 | 0.0045885
|  | 881.9987 | 0.00067524
|  | 882.2332 | 0.0053372
|  | 882.4677 | 0.00017978
|  | 882.7023 | 0.0032658
|  | 882.9368 | 0.0010709
|  | 883.1713 | 0.0056401
|  | 883.4059 | 0.0054673
|  | 883.6404 | 0.0051229
|  | 883.875 | 0.0013869
|  | 884.1096 | 0.0016147
|  | 884.3442 | 0.0026366
|  | 884.5787 | 0.0054616
|  | 884.8134 | 0.00091563
|  | 885.0479 | 0.0079147
|  | 885.2825 | 0.0031283
|  | 885.5172 | 0.0028819
|  | 885.7518 | 0.0038642
|  | 885.9864 | 0.0073109
|  | 886.221 | -0.0011892
|  | 886.4556 | 0.0083465
|  | 886.6903 | 0.0008113
|  | 886.9249 | 0.0019051
|  | 887.1596 | 0.0027374
|  | 887.3943 | 0.0067626
|  | 887.629 | -0.00019329
|  | 887.8636 | 0.0021439
|  | 888.0983 | 0.0078136
|  | 888.333 | 0.0036233
|  | 888.5677 | -0.00036338
|  | 888.8024 | 0.0038047
|  | 889.0371 | 0.0026454
|  | 889.2719 | 0.004638
|  | 889.5065 | 0.0017088
|  | 889.7413 | 0.0037989
|  | 889.976 | 0.0020225
|  | 890.2108 | 0.0080157
|  | 890.4455 | 0.0027563
|  | 890.6803 | 0.0092304
|  | 890.915 | -0.00027064
|  | 891.1498 | 0.0038033
|  | 891.3846 | 0.0067779
|  | 891.6194 | 0.0057933
|  | 891.8542 | 0.00056969
|  | 892.0889 | 0.0023688
|  | 892.3237 | 0.0032706
|  | 892.5586 | 0.0041157
|  | 892.7934 | 0.0022602
|  | 893.0282 | 0.0018457
|  | 893.2631 | 0.0044045
|  | 893.4979 | 0.0063022
|  | 893.7327 | 0.00019252
|  | 893.9676 | 0.0051767
|  | 894.2025 | 0.0046506
|  | 894.4373 | 0.002787
|  | 894.6722 | -0.00091351
|  | 894.907 | 0.0057081
|  | 895.1419 | 0.0051045
|  | 895.3768 | 0.0037297
|  | 895.6117 | 0.002326
|  | 895.8466 | 0.0067452
|  | 896.0815 | 0.0038907
|  | 896.3164 | 0.0063936
|  | 896.5513 | 0.0063847
|  | 896.7863 | 0.0061751
|  | 897.0212 | 0.00096157
|  | 897.2562 | 0.0038836
|  | 897.4911 | -0.00086695
|  | 897.7261 | 0.0038676
|  | 897.9611 | 0.0030838
|  | 898.196 | 0.0046969
|  | 898.431 | 0.00013546
|  | 898.666 | 0.0046573
|  | 898.9009 | 0.002622
|  | 899.1359 | 0.0070659
|  | 899.3709 | 0.0030602
|  | 899.606 | 0.006034
|  | 899.8409 | 0.0046424
|  | 900.076 | 0.0018005
|  | 900.311 | 0
|  | 900.546 | 0
|  | 900.7811 | 0
|  | 901.0161 | 0
|  | 901.2512 | 0
|  | 901.4863 | 0
|  | 901.7213 | 0
|  | 901.9564 | 0
|  | 902.1915 | 0
|  | 902.4266 | 0
|  | 902.6616 | 0
|  | 902.8967 | 0
|  | 903.1318 | 0
|  | 903.3669 | 0
|  | 903.6021 | 0
|  | 903.8372 | 0
|  | 904.0723 | 0
|  | 904.3075 | 0
|  | 904.5426 | 0
|  | 904.7778 | 0
|  | 905.0129 | 0
|  | 905.2481 | 0
|  | 905.4833 | 0
|  | 905.7184 | 0
|  | 905.9536 | 0
|  | 906.1888 | 0
|  | 906.424 | 0
|  | 906.6592 | 0
|  | 906.8944 | 0
|  | 907.1296 | 0
|  | 907.3649 | 0
|  | 907.6001 | 0
|  | 907.8353 | 0
|  | 908.0706 | 0
|  | 908.3058 | 0
|  | 908.5411 | 0
|  | 908.7764 | 0
|  | 909.0116 | 0
|  | 909.2469 | 0
|  | 909.4822 | 0
|  | 909.7175 | 0
|  | 909.9528 | 0
|  | 910.188 | 0
|  | 910.4233 | 0
|  | 910.6587 | 0
|  | 910.894 | 0
|  | 911.1293 | 0
|  | 911.3646 | 0
|  | 911.6 | 0
|  | 911.8353 | 0
|  | 912.0707 | 0
|  | 912.306 | 0
|  | 912.5414 | 0
|  | 912.7768 | 0
|  | 913.0121 | 0
|  | 913.2476 | 0
|  | 913.4829 | 0
|  | 913.7183 | 0
|  | 913.9537 | 0
|  | 914.1891 | 0
|  | 914.4246 | 0
|  | 914.66 | 0
|  | 914.8954 | 0
|  | 915.1308 | 0
|  | 915.3663 | 0
|  | 915.6017 | 0
|  | 915.8372 | 0
|  | 916.0726 | 0
|  | 916.3081 | 0
|  | 916.5436 | 0
|  | 916.7791 | 0
|  | 917.0145 | 0
|  | 917.25 | 0
|  | 917.4855 | 0
|  | 917.721 | 0
|  | 917.9565 | 0
|  | 918.1921 | 0
|  | 918.4276 | 0
|  | 918.6631 | 0
|  | 918.8986 | 0
|  | 919.1342 | 0
|  | 919.3698 | 0
|  | 919.6053 | 0
|  | 919.8409 | 0
|  | 920.0764 | 0
|  | 920.312 | 0
|  | 920.5476 | 0
|  | 920.7831 | 0
|  | 921.0187 | 0
|  | 921.2543 | 0
|  | 921.49 | 0
|  | 921.7256 | 0
|  | 921.9612 | 0
|  | 922.1968 | 0
|  | 922.4324 | 0
|  | 922.6681 | 0
|  | 922.9037 | 0
|  | 923.1394 | 0
|  | 923.3751 | 0
|  | 923.6107 | 0
|  | 923.8464 | 0
|  | 924.082 | 0
|  | 924.3177 | 0
|  | 924.5534 | 0
|  | 924.7891 | 0
|  | 925.0248 | 0
|  | 925.2605 | 0
|  | 925.4962 | 0
|  | 925.7319 | 0
|  | 925.9677 | 0
|  | 926.2034 | 0
|  | 926.4391 | 0
|  | 926.6749 | 0
|  | 926.9106 | 0
|  | 927.1464 | 0
|  | 927.3821 | 0
|  | 927.6179 | 0
|  | 927.8537 | 0
|  | 928.0895 | 0
|  | 928.3253 | 0
|  | 928.5611 | 0
|  | 928.7969 | 0
|  | 929.0327 | 0
|  | 929.2685 | 0
|  | 929.5043 | 0
|  | 929.7401 | 0
|  | 929.976 | 0
|  | 930.2118 | 0
|  | 930.4476 | 0
|  | 930.6835 | 0
|  | 930.9194 | 0
|  | 931.1552 | 0
|  | 931.3911 | 0
|  | 931.627 | 0
|  | 931.8629 | 0
|  | 932.0988 | 0
|  | 932.3347 | 0
|  | 932.5706 | 0
|  | 932.8065 | 0
|  | 933.0424 | 0
|  | 933.2783 | 0
|  | 933.5142 | 0
|  | 933.7501 | 0
|  | 933.9861 | 0
|  | 934.222 | 0
|  | 934.4579 | 0
|  | 934.6939 | 0
|  | 934.9299 | 0
|  | 935.1658 | 0
|  | 935.4018 | 0
|  | 935.6378 | 0
|  | 935.8738 | 0
|  | 936.1097 | 0
|  | 936.3458 | 0
|  | 936.5818 | 0
|  | 936.8178 | 0
|  | 937.0538 | 0
|  | 937.2899 | 0
|  | 937.5259 | 0
|  | 937.7619 | 0
|  | 937.9979 | 0
|  | 938.234 | 0
|  | 938.47 | 0
|  | 938.7061 | 0
|  | 938.9421 | 0
|  | 939.1782 | 0
|  | 939.4143 | 0
|  | 939.6504 | 0
|  | 939.8865 | 0
|  | 940.1226 | 0
|  | 940.3587 | 0
|  | 940.5948 | 0
|  | 940.8309 | 0
|  | 941.067 | 0
|  | 941.3032 | 0
|  | 941.5393 | 0
|  | 941.7755 | 0
|  | 942.0116 | 0
|  | 942.2477 | 0
|  | 942.4839 | 0
|  | 942.72 | 0
|  | 942.9562 | 0
|  | 943.1924 | 0
|  | 943.4286 | 0
|  | 943.6648 | 0
|  | 943.901 | 0
|  | 944.1371 | 0
|  | 944.3734 | 0
|  | 944.6096 | 0
|  | 944.8458 | 0
|  | 945.082 | 0
|  | 945.3182 | 0
|  | 945.5545 | 0
|  | 945.7908 | 0
|  | 946.027 | 0
|  | 946.2632 | 0
|  | 946.4995 | 0
|  | 946.7358 | 0
|  | 946.972 | 0
|  | 947.2083 | 0
|  | 947.4446 | 0
|  | 947.6809 | 0
|  | 947.9172 | 0
|  | 948.1535 | 0
|  | 948.3898 | 0
|  | 948.6262 | 0
|  | 948.8625 | 0
|  | 949.0988 | 0
|  | 949.3351 | 0
|  | 949.5715 | 0
|  | 949.8078 | 0
|  | 950.0441 | 0
|  | 950.2805 | 0
|  | 950.5169 | 0
|  | 950.7532 | 0
|  | 950.9896 | 0
|  | 951.226 | 0
|  | 951.4624 | 0
|  | 951.6988 | 0
|  | 951.9352 | 0
|  | 952.1716 | 0
|  | 952.408 | 0
|  | 952.6444 | 0
|  | 952.8809 | 0
|  | 953.1172 | 0
|  | 953.3537 | 0
|  | 953.5901 | 0
|  | 953.8266 | 0
|  | 954.063 | 0
|  | 954.2995 | 0
|  | 954.536 | 0
|  | 954.7725 | 0
|  | 955.0089 | 0
|  | 955.2454 | 0
|  | 955.4819 | 0
|  | 955.7184 | 0
|  | 955.9549 | 0
|  | 956.1914 | 0
|  | 956.4279 | 0
|  | 956.6644 | 0
|  | 956.9009 | 0
|  | 957.1375 | 0
|  | 957.374 | 0
|  | 957.6106 | 0
|  | 957.8471 | 0
|  | 958.0837 | 0
|  | 958.3203 | 0
|  | 958.5568 | 0
|  | 958.7934 | 0
|  | 959.03 | 0
|  | 959.2665 | 0
|  | 959.5031 | 0
|  | 959.7397 | 0
|  | 959.9763 | 0
|  | 960.213 | 0
|  | 960.4496 | 0
|  | 960.6862 | 0
|  | 960.9228 | 0
|  | 961.1594 | 0
|  | 961.3961 | 0
|  | 961.6327 | 0
|  | 961.8694 | 0
|  | 962.106 | 0
|  | 962.3427 | 0
|  | 962.5793 | 0
|  | 962.816 | 0
|  | 963.0527 | 0
|  | 963.2894 | 0
|  | 963.5261 | 0
|  | 963.7628 | 0
|  | 963.9995 | 0
|  | 964.2362 | 0
|  | 964.4729 | 0
|  | 964.7096 | 0
|  | 964.9464 | 0
|  | 965.183 | 0
|  | 965.4198 | 0
|  | 965.6566 | 0
|  | 965.8933 | 0
|  | 966.1301 | 0
|  | 966.3668 | 0
|  | 966.6036 | 0
|  | 966.8403 | 0
|  | 967.0771 | 0
|  | 967.3139 | 0
|  | 967.5507 | 0
|  | 967.7875 | 0
|  | 968.0243 | 0
|  | 968.2611 | 0
|  | 968.4979 | 0
|  | 968.7347 | 0
|  | 968.9716 | 0
|  | 969.2084 | 0
|  | 969.4453 | 0
|  | 969.6821 | 0
|  | 969.9189 | 0
|  | 970.1558 | 0
|  | 970.3926 | 0
|  | 970.6295 | 0
|  | 970.8664 | 0
|  | 971.1033 | 0
|  | 971.3401 | 0
|  | 971.577 | 0
|  | 971.8139 | 0
|  | 972.0508 | 0
|  | 972.2877 | 0
|  | 972.5247 | 0
|  | 972.7615 | 0
|  | 972.9985 | 0
|  | 973.2354 | 0
|  | 973.4724 | 0
|  | 973.7093 | 0
|  | 973.9462 | 0
|  | 974.1832 | 0
|  | 974.4202 | 0
|  | 974.6571 | 0
|  | 974.8941 | 0
|  | 975.131 | 0
|  | 975.368 | 0
|  | 975.605 | 0
|  | 975.842 | 0
|  | 976.079 | 0
|  | 976.316 | 0
|  | 976.553 | 0
|  | 976.79 | 0
|  | 977.027 | 0
|  | 977.2641 | 0
|  | 977.5011 | 0
|  | 977.7382 | 0
|  | 977.9752 | 0
|  | 978.2123 | 0
|  | 978.4493 | 0
|  | 978.6863 | 0
|  | 978.9235 | 0
|  | 979.1605 | 0
|  | 979.3976 | 0
|  | 979.6346 | 0
|  | 979.8718 | 0
|  | 980.1088 | 0
|  | 980.3459 | 0
|  | 980.5831 | 0
|  | 980.8202 | 0
|  | 981.0573 | 0
|  | 981.2944 | 0
|  | 981.5316 | 0
|  | 981.7687 | 0
|  | 982.0058 | 0
|  | 982.243 | 0
|  | 982.4801 | 0
|  | 982.7173 | 0
|  | 982.9545 | 0
|  | 983.1916 | 0
|  | 983.4288 | 0
|  | 983.666 | 0
|  | 983.9031 | 0
|  | 984.1403 | 0
|  | 984.3776 | 0
|  | 984.6147 | 0
|  | 984.8519 | 0
|  | 985.0892 | 0
|  | 985.3264 | 0
|  | 985.5636 | 0
|  | 985.8008 | 0
|  | 986.0381 | 0
|  | 986.2753 | 0
|  | 986.5126 | 0
|  | 986.7498 | 0
|  | 986.9871 | 0
|  | 987.2244 | 0
|  | 987.4616 | 0
|  | 987.6989 | 0
|  | 987.9362 | 0
|  | 988.1735 | 0
|  | 988.4108 | 0
|  | 988.6481 | 0
|  | 988.8854 | 0
|  | 989.1227 | 0
|  | 989.36 | 0
|  | 989.5973 | 0
|  | 989.8347 | 0
|  | 990.072 | 0
|  | 990.3093 | 0
|  | 990.5466 | 0
|  | 990.784 | 0
|  | 991.0214 | 0
|  | 991.2587 | 0
|  | 991.4961 | 0
|  | 991.7335 | 0
|  | 991.9708 | 0
|  | 992.2082 | 0
|  | 992.4456 | 0
|  | 992.683 | 0
|  | 992.9204 | 0
|  | 993.1578 | 0
|  | 993.3952 | 0
|  | 993.6326 | 0
|  | 993.8701 | 0
|  | 994.1075 | 0
|  | 994.3449 | 0
|  | 994.5823 | 0
|  | 994.8198 | 0
|  | 995.0573 | 0
|  | 995.2947 | 0
|  | 995.5322 | 0
|  | 995.7696 | 0
|  | 996.0071 | 0
|  | 996.2446 | 0
|  | 996.4821 | 0
|  | 996.7195 | 0
|  | 996.957 | 0
|  | 997.1945 | 0
|  | 997.432 | 0
|  | 997.6696 | 0
|  | 997.907 | 0
|  | 998.1446 | 0
|  | 998.3821 | 0
|  | 998.6196 | 0
|  | 998.8572 | 0
|  | 999.0947 | 0
|  | 999.3323 | 0
|  | 999.5698 | 0
|  | 999.8074 | 0
|  | 1000.0449 | 0
|  | 1000.2825 | 0
|  | 1000.5201 | 0
|  | 1000.7577 | 0
|  | 1000.9952 | 0
|  | 1001.2328 | 0
|  | 1001.4705 | 0
|  | 1001.7081 | 0
|  | 1001.9457 | 0
|  | 1002.1833 | 0
|  | 1002.4209 | 0
|  | 1002.6585 | 0
|  | 1002.8962 | 0
|  | 1003.1338 | 0
|  | 1003.3714 | 0
|  | 1003.6091 | 0
|  | 1003.8467 | 0
|  | 1004.0844 | 0
|  | 1004.322 | 0
|  | 1004.5597 | 0
|  | 1004.7974 | 0
|  | 1005.0351 | 0
|  | 1005.2728 | 0
|  | 1005.5104 | 0
|  | 1005.7482 | 0
|  | 1005.9858 | 0
|  | 1006.2236 | 0
|  | 1006.4612 | 0
|  | 1006.699 | 0
|  | 1006.9367 | 0
|  | 1007.1744 | 0
|  | 1007.4122 | 0
|  | 1007.6499 | 0
|  | 1007.8876 | 0
|  | 1008.1254 | 0
|  | 1008.3632 | 0
|  | 1008.6009 | 0
|  | 1008.8387 | 0
|  | 1009.0765 | 0
|  | 1009.3142 | 0
|  | 1009.552 | 0
|  | 1009.7898 | 0
|  | 1010.0276 | 0
|  | 1010.2654 | 0
|  | 1010.5032 | 0
|  | 1010.741 | 0
|  | 1010.9788 | 0
|  | 1011.2166 | 0